## Sheet1 (hidden)
-> Fill
Field Calculator
| Number | Units
Monthly Bill Amount | 100000 | INR
Unit Rate per Kwh | 8.5 | INR | Area avialable | 5000
|  |  | Solar Capacity (In number of Panels) | 166.6667
Monthly Consumption in kW | 11764.7059 | kW | Solar Panel Capacity | 550
Daily Consumption in kW | 392.1569 | kW | Solar Plant Capacity in Kw | 91.6667
Hourly consumption in KW | 78.4314 | kW
Required Capacity | 78.4314 | kW
Actual Capacity (with 15% loss in consideration) | 90.1961 | kW
Solar Panel Capacity | 550 | Kwp
Area Required | 4919.7861 | Sqft
Whichever is lower between the sanctioned load and the actual capacity will be considered.

## 50kW (hidden)
Unit Economics
50 KW - Rooftop On grid Solar System
S. No. | Particulars | Premium Range |  |  | Mid Range |  |  | Economical Range
|  | Make & Specifications | Rate/KW | Remarks | Make & Specifications | Rate/KW | Remarks | Make & Specifications | Rate/KW | Remarks
0
1 | Solar Panels | Vikram/Adani/Premier Non DCR 585-610 Wp Topcon Bifacial | 14400 | Retail FOR Prices | Gautam/Saatvik Non DCR 560-590 Wp Topcon bifacial | 14000 | Retail FOR Prices | Blue bird/Loom Solar-590 wp topcon bifacial panels | 13200 | Retail FOR Prices |  |  | 44000
2 | Solar Invertor - On Grid 3 phase 50 KW | Growatt/Goodwee/Sungrow | 2900 |  | UTL | 2800 |  | K-Solar | 2700 |  |  |  | 0.88
3 | Mounting Structure | Hot Dip Galvanized Iron (HDGI) | 3000 | for standard height structure | Galvanized Iron (GI) | 2800 | for standard height structure | Galvanized Iron (GI) | 2800 | for standard height structure
4 | AC & DC Cables | Polycab/Havells | 1500 | Depends on routing/Height/LT panel location | KEI | 1400 | Depends on routing/Height/LT panel location | KEI | 1400 | Depends on routing/Height/LT panel location | 196000 |  | 140
5 | Earthing, Cable Acceessories, Conduits, ACDB/DCDB, Cable tray, Signages, Safety Equipments etc | Reputed ISI mark | 1000 |  | Reputed ISI mark | 900 |  | Reputed ISI mark | 800 | Can skip safety equipments/signages and use standard accessories | 3.92 | 107800 | 7560 | 0.1512
6 | Installation & Commissioning (Labour Charges) |  | 2000 |  |  | 2000 |  |  | 2000 |  |  | 2.156
7 | Net Metering Charges |  | 2000 | It varies as per state |  | 2000 | It varies as per state |  | 2000 | It varies as per state |  |  |  | 0.3
| Net Cost |  | 26800 |  |  | 25900 |  |  | 24900 |  |  |  | 2.5
50 KW - Tinshed On grid Solar System | [12 empty] | 12 |  | 1.3312
S. No. | Particulars | Premium Range |  |  | Mid Range |  |  | Economical Range
|  | Make & Specifications | Rate/KW | Remarks | Make & Specifications | Rate/KW | Remarks | Make & Specifications | Rate/KW | Remarks
1 | Solar Panels | Vikram/Adani/premier Non DCR 585-610 Wp Topcon Bifacial | 14400 |  | Saatvik/Gautam NON DCR 560-590 Wp Topcon bifacial | 14000 |  | Blue bird/Loom Solar-590 wp topcon bifacial panels | 13200
2 | Solar Invertor - On Grid 3 phase 50 KW | Sungrow/Growatt/Goodwee | 2900 |  | UTL | 2800 |  | K-Solar | 2700
3 | Mounting Structure | Hot Dip Galvanized Iron (HDGI) | 1000 | for low height on tinshade | Galvanized Iron (GI) | 900 | for low height on tinshade | Galvanized Iron (GI) | 900 | for low height on tinshade
4 | AC & DC Cables | Polycab/Havells/KEI | 1500 | Depends on routing/Height/LT panel location | KEI | 1400 | Depends on routing/Height/LT panel location | KEI | 1400 | Depends on routing/Height/LT panel location
5 | Earthing, Cable Acceessories, Conduits, ACDB/DCDB, Cable tray, Signages, Safety Equipments etc | Reputed ISI mark | 1000 |  | Reputed ISI mark | 900 |  | Reputed ISI mark | 800 | Can skip safety equipments/signages and use standard accessories
6 | Installation & Commissioning (Labour Charges) |  | 1500 |  |  | 1500 |  |  | 1500
7 | Net Metering Charges |  | 2000 | It varies as per state |  | 2000 | It varies as per state |  | 2000 | It varies as per state
| Net Cost |  | 24300 |  |  | 23500 |  |  | 22500
Additional Scope of Works
1 | Solar Panel Cleaning System | Standard | 600 | Depends on pump location/water source/height of uplifting the water
2 | DG Synchroinization device | Standard | 1600
3 | Annual Maintenance Charges | Standard | 400 | It includes 3-4 nos. of visit in years/panels cleaning/system monitoring checking. Any part/devices changing cost is in client scope

## 200kW (hidden)
Unit Economics
200 KW - Rooftop On grid Solar System
S. No. | Particulars | Premium Range |  |  | Mid Range |  |  | Economical Range
|  | Make & Specifications | Rate/KW | Remarks | Make & Specifications | Rate/KW | Remarks | Make & Specifications | Rate/KW | Remarks
1 | Solar Panels | Vikram/Adani/Premier Non DCR 585-610 Wp Topcon Bifacial | 14200 |  | Saatvik/Gautam NON DCR 560-590 Wp Topcon bifacial | 13900 |  | Blue bird/Loom Solar-590 wp topcon bifacial panels | 13000
2 | Solar Invertor - On Grid 3 phase - 100 KW- 2 Nos | Growatt/Goodwee/Sungrow | 2500 |  | UTL | 2400 |  | K-Solar | 2300
3 | Mounting Structure | Hot Dip Galvanized Iron (HDGI) | 2500 | for standard height structure | Galvanized Iron (GI) | 2400 | for standard height structure | Galvanized Iron (GI) | 2400 | for standard height structure
4 | AC & DC Cables | Polycab/Havells | 1200 | Depends on routing/Height/LT panel location | KEI | 1100 | Depends on routing/Height/LT panel location | KEI | 1100 | Depends on routing/Height/LT panel location
5 | Earthing, Cable Acceessories, Conduits, ACDB/DCDB, Cable tray, Signages, Safety Equipments etc | Reputed ISI mark | 900 |  | Reputed ISI mark | 800 |  | Reputed ISI mark | 600 | Can skip safety equipments/signages and use standard accessories
6 | Installation & Commissioning (Labour Charges) |  | 1200 |  |  | 1200 |  |  | 1200
7 | Net Metering Charges |  | 1800 | It varies as per state |  | 1800 | It varies as per state |  | 1800 | It varies as per state
| Net Cost |  | 24300 |  |  | 23600 |  |  | 22400
200 KW - Tinshed On grid Solar System
S. No. | Particulars | Premium Range |  |  | Mid Range |  |  | Economical Range
|  | Make & Specifications | Rate/KW | Remarks | Make & Specifications | Rate/KW | Remarks | Make & Specifications | Rate/KW | Remarks
1 | Solar Panels | Vikram/Adan/premier Non DCR 585-610 Wp Topcon Bifacial | 14200 |  | Saatvik/Gautam NON DCR 560-590 Wp Topcon bifacial | 13900 |  | Blue bird/Loom Solar-590 wp topcon bifacial panels | 13000
2 | Solar Invertor - On Grid 3 phase=-50 KW | Sungrow/Growatt/Goodwee | 2500 |  | UTL | 2400 |  | K-Solar | 2300
3 | Mounting Structure | Hot Dip Galvanized Iron (HDGI) | 800 | for low height on tinshade | Galvanized Iron (GI) | 700 | for low height on tinshade | Galvanized Iron (GI) | 700 | for low height on tinshade
4 | AC & DC Cables | Polycab/Havells/KEI | 1200 | Depends on routing/Height/LT panel location | KEI | 1100 | Depends on routing/Height/LT panel location | KEI | 1100 | Depends on routing/Height/LT panel location
5 | Earthing, Cable Acceessories, Conduits, ACDB/DCDB, Cable tray, Signages, Safety Equipments etc | Reputed ISI mark | 900 |  | Reputed ISI mark | 800 |  | Reputed ISI mark | 800 | Can skip safety equipments/signages and use standard accessories
6 | Installation & Commissioning (Labour Charges) |  | 1000 |  |  | 1000 |  |  | 1000
7 | Net Metering Charges |  | 1800 | It varies as per state |  | 1800 | It varies as per state |  | 1800 | It varies as per state
| Net Cost |  | 22400 |  |  | 21700 |  |  | 20700
Additional Scope of Works
1 | Solar Panel Cleaning System | Standard | 250 | Depends on pump location/water source/height of uplifting the water
2 | DG Synchroinization device | Standard | 500 | 1 device integration with DG
3 | Annual Maintenance Charges | Standard | 150 | It includes 3-4 nos. of visit in years/panels cleaning/system monitoring checking. Any part/devices changing cost is in client scope

## Additional Things (hidden)
INPUT SHEET
System size (kW) | 50 | 1. Anything > 1 MW should have ACDB + LT Panel Seprately which is approx. 2000 Rs / Kw
Capex (₹/W) | 29.3462
Equity share (%) | 25
Loan share (%) | 75
Loan interest (%) | 10
Loan tenure (yrs) | 10
Annual generation (kWh/kW/yr) | 1500
Tariff / Savings (₹/kWh) | 8
O&M (₹/kW/yr) | 999
First Year Degradation (%/yr) | 0.01
Generation degradation (%/yr) | 0.005
Project life (yrs) | 20
AD benefit Year 1 (60%) | #VALUE!
AD benefit Year 2 (40%) | #VALUE!

## Copy of Input Sheet (hidden)
IMPORTANT!!! THIS SHEET IS FOR INTERNAL ASSESSMENT ONLY. THIS IS STRICTLY CONFIDENTIAL, ONLY QUOTATION CAN BE SHARED WITH RESPECTIVE CUSTOMERS | [5 empty] | Whichever is lower between the sanctioned load and the actual capacity will be considered.
[11 empty] | Panel | Loom Price | 13200
| Fill the ones in blue | -> Fill | Field Calculator
A => | Company Details | [7 empty] | #DIV/0!
[9 empty] | Total Panels | 285 | 0
[10 empty] | Panel | 0 | 0
[10 empty] | Inverter | 525350 | #DIV/0!
[10 empty] | BOS & Mounting |  | 5000 | 3100 |  | 5000
[10 empty] | Labour Charge |  | 1500
[10 empty] | Net Metering |  | 2000
[11 empty] | Per Kw Cost | #DIV/0!
B => | Bill Details | [10 empty] | #DIV/0! | 1.15
[11 empty] | Quotation | 27975 | #DIV/0!
C => | Check Point
Regulations
[7 empty] | State/Union Territory | DISCOM | Remark+Source | Option | Slug | Rooftop % Sanctioned Load - C&I | Rooftop % Sanctioned Load - Residential | Min | Max | Meter Type | Policy Link |  | Mandatory - Residential | Mandatory Requirements - All Solar
D => | Area & Load Availability | [5 empty] | Karnataka | BESCOM / MESCOM / HESCOM / GESCOM / CESC | KERC (Implementation of Solar Rooftop Photovoltaic Power Plants) Regulations 2016 (updated); Renamed to Distributed Solar PV (DSPV) from July 2025; Dec 2024 order removes sanctioned load restriction for systems ≤10 kW - auto-enhancement allowed ​ | Net-Metering | Karnataka -- Net-Metering | 100% | 100% | 1 | 2000 | Bi-directional (Smart meter or communication module) ​ | https://kerc.karnataka.gov.in/storage/pdf-files/Regulations/KERC%20(Implementation%20of%20Solar%20Rooftop%20Photovoltaic%20Power%20Plants)%20Regulations,%202016.pdf | 2016 (Updated 2024-25) | No mandatory provisions for residential solar found ​ | Commercial: Karnataka ECBC (KECBC 2018) mandatory for buildings with ≥100 kW connected load or ≥120 kVA contract demand; Encourages renewable energy integration for 30-50% energy savings ​; Govt Buildings: Mandatory solar installation on govt buildings promoted under policy ​
[7 empty] | Karnataka | BESCOM / MESCOM / HESCOM / GESCOM / CESC | Same KERC regulations; Open access consumers can opt for gross metering; Surplus energy from open access absorbed by DISCOMs at zero cost ​ | Gross-Metering | Karnataka -- Gross-Metering | 100% | 100% | 1 | 2000 | Generation Meter (Gross) + Consumer Meter ​ | Same as above | 2016 (Updated 2024-25) | Same as above | Same as above ​
[7 empty] | Karnataka | BESCOM / MESCOM / HESCOM / GESCOM / CESC | Introduced July 1, 2025; Allows installation at one location with energy distributed across multiple service connections; Eligible: domestic, group housing, charitable institutions, govt buildings; Same category & DISCOM area required ​ | Virtual-Net-Metering (VNM) | Karnataka -- Virtual-Net-Metering (VNM) | 100% | 100% | 5 | Up to combined sanctioned load of all beneficiary accounts (typically up to 100) | Distribution (Gross meter at generation point) ​ | https://mescom.karnataka.gov.in/uploads/media_to_upload1754043227.pdf | 2025 | Same as above | Same as above ​
[7 empty] | Karnataka | BESCOM / MESCOM / HESCOM / GESCOM / CESC | Introduced July 1, 2025; Single consumer offsets surplus across own multiple service connections at different premises; All categories eligible; Host connection must consume ≥20% of monthly output; Same DISCOM area ​ | Group-Net-Metering (GNM) | Karnataka -- Group-Net-Metering (GNM) | 100% | 100% | 5 | Based on sanctioned load across all connections | Distribution (Multiple service connections) ​ | https://www.energetica-india.net/news/karnataka-overhauls-rooftop-solar-policy-with-dspv-reforms-and-flexible-net-metering | 2025 | Same as above | Same as above
E => | Specifications and Advanced Changes
|  |  | NET METERING REQUIRED | Yes
|  |  | Sanction Load % | 100%
|  |  | MIN REQUIREMENT (KW) | 1 | kw
|  |  | MAX (KW) | 2000 | kw
|  |  | Basic Details | Bi-directional (Smart meter or communication module) ​
|  |  | Source | https://kerc.karnataka.gov.in/storage/pdf-files/Regulations/KERC%20(Implementation%20of%20Solar%20Rooftop%20Photovoltaic%20Power%20Plants)%20Regulations,%202016.pdf
|  |  | Rule & Ammendment | 2016 (Updated 2024-25)
|  |  | Plan | Cost Per Kw | GST
|  |  | Procurement & Installation | 19686 | 0.089
|  |  | Procurement Only | 16686 | 0.077159
|  |  | Installation & Net Metering Only | 3000 | 0.18
|  |  | PLAN SELECTED | Procurement & Installation
|  |  | COST PRICE SELECTED PER KW: | PLEASE WAIT... | INR
H | Final Checkpoint |  | FINAL PRICE SELECTED PER KW: | PLEASE WAIT... | INR
INSTALLATION TYPE: Procurement & Installation COMPANY NAME: Ted Plastics Pvt. Ltd. STATE: Karnataka #1. IMP CHECKPOINT: INSTALLATION TYPE: Tinshed On grid Solar System 50kW Economical OK SACTION LOAD: 250 kw 80% OF SANCTIONED LOAD: 200 kw LOAD SELECTED FOR QUOTATION: 168.15 kw #2. ADJUSTED LOAD MANUALLY: Yes #3. IMP CHECKPOINT: LOAD SELECTED FOR QUOTATION MORE THAN 80% of SANCTIONED LOAD: NO (OK TO PROCEED) FINAL AREA REQUIRED: 9975 sq. ft. AREA AVAILABLE: 10000 sq. ft. #4. IMP CHECKPOINT: AREA REQUIRED IS MORE THAN AREA AVAILABLE: NO (OK TO PROCEED) TOTAL PANELS of 590 wp: 285 INVERTER REQIUREMENT 134.52 kw INVERTER: Tier-1 Reputed & well known brands Make- Havells (10 Years) #5. IMP CHECKPOINT: MARGIN CONSIDERED: 24% #6. IMP CHECKPOINT: FINAL COST PER KW: PLEASE WAIT... #7. IMP CHECKPOINT: FINAL PRICE PER KW: PLEASE WAIT... #8. IMP CHECKPOINT: INSTALLATION COST: 1000 PER KW

## Wizard (hidden)
|  |  | >>>>>>>>>>>> | [5 empty] | >>>>>>>>>>>> | [5 empty] | >>>>>>>>>>>> | [5 empty] | >>>>>>>>>>>>>>>>>>>>>>>>>>>>>>>>>>>
# | Option | Column 2 |  | # | Bill Details | Value | Unit | Remarks |  | # | Parameter | Value | Unit | Remark |  | Column 1 | Parameters | Value | Units | Remarks |  | # | Below is for the Lithium Ion Battery Requirement | Values | Unit
a.1 | SELECT OPTION | Procurement & Installation |  | b.1. | Monthly Bill Amount | 300000 | INR |  |  | c.1 | Installation Type | Tinshed On grid Solar System 50kW Economical |  |  |  | d.1 | FINAL CAPACITY USED FOR QUOTATION | 168.15 | kW |  |  | e.6 | Battery Backup Required | No |  |  | NET METERING REQUIRED (Default - Yes) | Yes |  | BOQ | Price per kw | Modified Rates per KW | Final BOQ Pricing | Tax
a.2 | Sales POC | Manav Sharma |  | b.2. | Adjusted Unit Rate per Kwh |  |  | Generally we are taking 8.5 INR / Unit for the location:Karnataka. In case you want to edit the rate please put in the value here. This is to calculcate the units that would be used by the site. |  | c.2 | You have selected -> Tinshed On grid Solar System 50kW Economical with option of ->Procurement & Installation Solar Panel Capacity (Per Panel) of: | 590 |  |  |  | d.2 | Inverter Capacity Requirment | 80 | Percentage |  |  | e.6.1 | Battery Backup Requirement in hours |  | Hours |  | METER TYPE | Karnataka -- Net-Metering | Panels | Tinshed On grid Solar System 50kW Economical-Solar Panels-Blue bird/Loom Solar-590 wp topcon bifacial panels | 13200 |  | 13200 | 0.05
a.3 | Date | 2026-01-05 |  | b.3. | Area available | 10000 | Sq. Ft. |  |  | c.3 | Do you want to customize wp in panel? if Yes, please enter below | No |  |  |  | d.3 | INVERTER REQUIREMENT | 134.52 | kW |  |  | e.6.2 | Battery Average Load Per Hour |  | kw |  | Custom Plan Name |  | Inverter | Tinshed On grid Solar System 50kW Economical-Solar Invertor - On Grid 3 phase 50 KW-K-Solar | 2700 | You dont need to change here - Calculated based on overrides specified separately (Section e.4) | 0 | 0.05 | Equity share (%) | 30%
a.4 | Company Name | Ted Plastics Pvt. Ltd. |  | b.4. | Sanctioned Load | 250 | kVA/kWh |  |  | c.4 | CUSTOMIZED PANEL WP |  |  | Only if the above is yes |  | d.4 | Inverter Specification | Tier-1 Reputed & well known brands |  |  |  | e.6.3 | Battery Capacity requirement | 0 | kwh | e.4.2 | Inverter Cost Remark (Will be Added in the Quotation) |  | Structure | Tinshed On grid Solar System 50kW Economical-Mounting Structure -Galvanized Iron (GI) | 900 | 1000 | 1000 | 0.18 | Loan share (%) | 70%
a.5 | State | Karnataka | [8 empty] | Total Installable Capacity | 168.15 | kW | The Total Installable Capacity Required is based on the below calculation of Area, Sanctioned Load and Bill Assessment and taking what best fits for your customer |  | d.5 | Inverter Brand | Make- Havells (10 Years) |  |  |  | e.6.4 | No of Batteries Required (51.2 V / 100ah) | 0 | Nos |  |  |  | Cables | Tinshed On grid Solar System 50kW Economical-AC & DC Cables-KEI | 1400 | 1486 | 1486 | 0.18 | Loan interest (%) | 9%
a.6 | Site Name | Ted Plastics Pvt. Ltd. | [7 empty] | c.5 | Do you want to Adjust the Capacity | Yes |  | Adjust the capacity based on your customer's requirement. But please note that is in violation of the Sanction Area or the Available Area. Proceed with Caution and fair assessment |  | d.6 | Inverter Cost | 0 | INR |  |  | e.6.5 | Battery Cost | 0 | INR | e.5 | Overriding Installation Cost | 1000 | Earthing & Other Accessories | Tinshed On grid Solar System 50kW Economical-Earthing, Cable Acceessories, Conduits, ACDB/DCDB, Cable tray, Signages, Safety Equipments etc -Reputed ISI mark | 800 | 1000 | 1000 | 0.18 | Loan tenure (yrs) | 9
a.7 | Client POC: | K V Ramma Reddy | [7 empty] | c.6 | Final Adjusted Capacity |  | KW | Only if the above is yes |  | e.4.1 | OVERRIDE Inverter Cost Manual |  | INR | Change inverter Cost here based on the final quotation received for your procurement |  | e.6.6 | Battery Controller Cost | 90000 | INR |  |  |  | Installation & commission | Tinshed On grid Solar System 50kW Economical-Installation & Commissioning (Labour Charges)- | 1500 | 1000 | 1000 | 0.18
[22 empty] | e.6.7 | Is there a Diesel Cost that your customer is incurring on Monthly Basis | 30000 | INR |  |  |  | Metering | Tinshed On grid Solar System 50kW Economical-Net Metering Charges - | 2000 |  | 2000 | 0.18
[17 empty] | Cost of Inverter per kw | 0 | Price per kw |  |  | Battery Included in the Quotation | No
[5 empty] | Unit Rate per Kwh, for Karnataka | 8.5 | INR | [14 empty] | Battery Cost + Controller Cost | 0
[5 empty] | BILL BASED ASSESSMENT | [5 empty] | FINAL CAPACITY WITH ADJUSTMENT: | Yes | [9 empty] | Additional Battery Cost + Controller Cost Per Kw of Installation | 0 | INR | [5 empty] | Margin (Minimum 12%) | 24
[5 empty] | Monthly Consumption in kW (Units) | 35294.1177 | kW |  |  |  | FINAL CAPACITY USED FOR QUOTATION | 168.15
[5 empty] | Daily Consumption in kW (Units) | 1176.4706 | kW |  |  |  | Required Space for 168 kW Capcity is: | 9975 | sq. ft.
[5 empty] | Hourly consumption in KW (Units) | 235.2941 | kW |  |  |  | TOTAL PANELS | 285 | No
[5 empty] | Solar Area Required per panel (Sq. Ft.) | 35 | Including Buffer | [23 empty] | Split meter vs 1 Meter Cost
[5 empty] | Required Capacity | 235.2941 | kW | [21 empty] | Split | 525350 | Total Inverter Cost | Split | Price | Slug
[5 empty] | Required Actual Capacity Based on Current Usage & Bill (with 15% loss in consideration) | 270.5882 | kW | [22 empty] | 525350 | Make- Havells (10 Years) | 100 | 332500 | Make- Havells (10 Years) 100 kw 3 Phase
[5 empty] | Total Panels Required for 271 kW Requirement | 458 | Panels | [22 empty] | 525350 | Make- Havells (10 Years) | 30 | 131100 | Make- Havells (10 Years) 30 kw 3 Phase
[5 empty] | Area Required | 16030 | Sqft | [22 empty] | 525350 | Make- Havells (10 Years) | 5 | 61750 | Make- Havells (10 Years) 5 kw 3 Phase
AREA & BILL BASED ASSESSMENT
[5 empty] | Your Client's Avaiable Area | 10000 | Sqft
[5 empty] | Max Solar Panels Based On Area Available | 285 | Panels
[5 empty] | Feasible Installable Capacity Based on Area & Bill Assessment | 168.15 | kW
SANCTIONED LOAD CAPACITY
[5 empty] | MAX Capacity based on the SANCTIONED Load | 200 | kW
[5 empty] | Feasible Installable Capacity Based on Area & Sanctioned Load | 168.15 | kW
[29 empty] | Higher | 0 | Total Inverter Cost | Split | Price | Slug
[30 empty] | 0 | Make- Havells (10 Years) | 100 | 332500 | Make- Havells (10 Years) 100 kw 3 Phase
[30 empty] | 0 | Make- Havells (10 Years) | 30 | 131100 | Make- Havells (10 Years) 30 kw 3 Phase
[30 empty] | 0 | Make- Havells (10 Years) | 5 | 61750 | Make- Havells (10 Years) 5 kw 3 Phase

## Other LOOKUPS
GST CALCULATION | 8.9% | Important
|  | Inverter | Beyond 5 KW | 3 Phase | Inverter | 80% of KW Installed
|  |  | < 5kw | 1 Phase
AMC |  |  | < 5kw

## Inverter
S. No. | Invertor Capacity | Type | Manufacturer | Capcity | Available Capacity | Phase | Unit | Slug |  | Model No | Rate/Pc
1 | 1.1 KW 1 Phase, PV Solar Inverter | Tier-1 Reputed & well known brands | Make- Havells (10 Years) | 1.1 |  | 1 | NOS |  | OEM- North | Enviro GTi 1100 NG | 0 | 17100
2 | 2.2 KW 1 Phase, PV Solar Inverter- | Tier-1 Reputed & well known brands | Make- Havells (10 Years) | 2 |  | 1 | NOS |  | OEM- North | Enviro GTi 2200 NG | 0 | 18525
3 | 3 KW 1 Phase, PV Solar Inverter | Tier-1 Reputed & well known brands | Make- Havells (10 Years) | 3 |  | 1 | NOS |  | OEM- North | Enviro GTi 3000 NG | 0 | 19760
4 | 4 KW 1 Phase, PV Solar Inverter- | Tier-1 Reputed & well known brands | Make- Havells (10 Years) | 4 |  | 1 | NOS |  | OEM- North | Enviro GTi 4000D NG | 0 | 37050
5 | 5 KW 1 Phase, PV Solar Inverter- | Tier-1 Reputed & well known brands | Make- Havells (10 Years) | 5 |  | 1 | NOS |  | OEM- North | Enviro GTi 5000D NG | 0 | 38570
6 | 5 KW 3 Phase, PV Solar Inverter- | Tier-1 Reputed & well known brands | Make- Havells (10 Years) | 5 | 5 | 3 | NOS | Make- Havells (10 Years); 5kw; 3 Phase Inverter | OEM- North | Enviro GTi 5500TX NG | 61750
7 | 6 KW 1 Phase, PV Solar Inverter- | Tier-1 Reputed & well known brands | Make- Havells (10 Years) | 6 |  | 1 | NOS |  | OEM- North | Enviro GTi 6000D | 0 | 40850
8 | 6 KW 3 Phase, PV Solar Inverter- | Tier-1 Reputed & well known brands | Make- Havells (10 Years) | 6 | 6 | 3 | NOS | Make- Havells (10 Years); 6kw; 3 Phase Inverter | OEM- North | Enviro GTi 6600TX | 63650
9 | 8 KW 3 Phase, PV Solar Inverter- | Tier-1 Reputed & well known brands | Make- Havells (10 Years) | 8 | 8 | 3 | NOS | Make- Havells (10 Years); 8kw; 3 Phase Inverter | OEM- North | Enviro GTi 8800TX NG | 71250
10 | 10 KW 3 Phase, PV Solar Inverter- | Tier-1 Reputed & well known brands | Make- Havells (10 Years) | 10 | 10 | 3 | NOS | Make- Havells (10 Years); 10kw; 3 Phase Inverter | OEM- North | Enviro GTi 11000TX NG | 73625
11 | 12 KW 3 Phase, PV Solar Inverter- | Tier-1 Reputed & well known brands | Make- Havells (10 Years) | 12 |  | 3 | NOS |  | OEM- North |  | 0
12 | 15 KW 3 Phase, PV Solar Inverter- | Tier-1 Reputed & well known brands | Make- Havells (10 Years) | 15 | 15 | 3 | NOS | Make- Havells (10 Years); 15kw; 3 Phase Inverter | OEM- North | Enviro GTi 15KT NG | 94050
13 | 17 KW 3 Phase, PV Solar Inverter- | Tier-1 Reputed & well known brands | Make- Havells (10 Years) | 17 |  | 3 | NOS |  | OEM- North |  | 0
14 | 20 KW 3 Phase, PV Solar Inverter- | Tier-1 Reputed & well known brands | Make- Havells (10 Years) | 20 | 20 | 3 | NOS | Make- Havells (10 Years); 20kw; 3 Phase Inverter | OEM- North | Enviro GTi 20KT NG | 109250
15 | 25 KW 3 Phase, PV Solar Inverter | Tier-1 Reputed & well known brands | Make- Havells (10 Years) | 25 | 25 | 3 | NOS | Make- Havells (10 Years); 25kw; 3 Phase Inverter | OEM- North | Enviro GTi 24KT NG | 115900
16 | 30 KW 3 Phase, PV Solar Inverter | Tier-1 Reputed & well known brands | Make- Havells (10 Years) | 30 | 30 | 3 | NOS | Make- Havells (10 Years); 30kw; 3 Phase Inverter | OEM- North | Enviro GTi 30000KT NG | 131100
17 | 33 KW 3 Phase, PV Solar Inverter- | Tier-1 Reputed & well known brands | Make- Havells (10 Years) | 33 |  | 3 | NOS |  | OEM- North |  | 0
18 | 40 KW 3 Phase, PV Solar Inverter- | Tier-1 Reputed & well known brands | Make- Havells (10 Years) | 40 |  | 3 | NOS |  | OEM- North |  | 0
19 | 50 KW 3 Phase, PV Solar Inverter- | Tier-1 Reputed & well known brands | Make- Havells (10 Years) | 50 | 50 | 3 | NOS | Make- Havells (10 Years); 50kw; 3 Phase Inverter | OEM- North | Enviro GTi 50KT | 191000
20 | 60 KW 3 Phase, PV Solar Inverter- | Tier-1 Reputed & well known brands | Make- Havells (10 Years) | 60 | 60 | 3 | NOS | Make- Havells (10 Years); 60kw; 3 Phase Inverter | OEM- North | Enviro GTi 60KT | 193800
21 | 80 KW 3 Phase, PV Solar Inverter- | Tier-1 Reputed & well known brands | Make- Havells (10 Years) | 80 | 80 | 3 | NOS | Make- Havells (10 Years); 80kw; 3 Phase Inverter | OEM- North | Enviro GTi 80KT-NG | 266950
22 | 100 KW PV Solar Inverter- | Tier-1 Reputed & well known brands | Make- Havells (10 Years) | 100 | 100 | 3 | NOS | Make- Havells (10 Years); 100kw; 3 Phase Inverter | OEM- North | Enviro GTi 100KT-NG | 332500
23 | 110 KW PV Solar Inverter- | Tier-1 Reputed & well known brands | Make- Havells (10 Years) | 110 |  | 3 | NOS |  | OEM- North |  | 0
24 | 1.1 KW 1 Phase, PV Solar Inverter | Tier-1 Reputed & well known brands | Make- Luminous (5 Years) | 1.1 |  | 1 | NOS |  | OEM- Gurgaon |  | 0
25 | 2.2 KW 1 Phase, PV Solar Inverter- | Tier-1 Reputed & well known brands | Make- Luminous (5 Years) | 2 |  | 1 | NOS |  | OEM- Gurgaon |  | 0
26 | 3 KW 1 Phase, PV Solar Inverter | Tier-1 Reputed & well known brands | Make- Luminous (5 Years) | 3 |  | 1 | NOS |  | OEM- Gurgaon | NXI 130 (3kW) V3 (exc. Dongle) |  | 17988
27 | 4 KW 1 Phase, PV Solar Inverter- | Tier-1 Reputed & well known brands | Make- Luminous (5 Years) | 4 |  | 1 | NOS |  | OEM- Gurgaon | NXI 140 (4kW) V3 (exc. Dongle) |  | 27433
28 | 5 KW 1 Phase, PV Solar Inverter- | Tier-1 Reputed & well known brands | Make- Luminous (5 Years) | 5 |  | 1 | NOS |  | OEM- Gurgaon | NXI 150 (5kW) V3 (exc. Dongle) |  | 30150
29 | 5 KW 3 Phase, PV Solar Inverter- | Tier-1 Reputed & well known brands | Make- Luminous (5 Years) | 5 | 5 | 3 | NOS | Make- Luminous (5 Years); 5kw; 3 Phase Inverter | OEM- Gurgaon | NXI 305 (5kW) V3 (exc. Dongle) | 43971
30 | 6 KW 1 Phase, PV Solar Inverter- | Tier-1 Reputed & well known brands | Make- Luminous (5 Years) | 6 |  | 1 | NOS |  | OEM- Gurgaon |  | 0
31 | 6 KW 3 Phase, PV Solar Inverter- | Tier-1 Reputed & well known brands | Make- Luminous (5 Years) | 6 | 6 | 3 | NOS | Make- Luminous (5 Years); 6kw; 3 Phase Inverter | OEM- Gurgaon | NXI 306 (6kW) V3 (exc. Dongle) | 49274
32 | 8 KW 3 Phase, PV Solar Inverter- | Tier-1 Reputed & well known brands | Make- Luminous (5 Years) | 8 | 8 | 3 | NOS | Make- Luminous (5 Years); 8kw; 3 Phase Inverter | OEM- Gurgaon | NXI 308 (8kW) V3 (exc. Dongle) | 55466
33 | 10 KW 3 Phase, PV Solar Inverter- | Tier-1 Reputed & well known brands | Make- Luminous (5 Years) | 10 | 10 | 3 | NOS | Make- Luminous (5 Years); 10kw; 3 Phase Inverter | OEM- Gurgaon | NXI 310 (10kW) V3 (exc. Dongle) | 59733
34 | 12 KW 3 Phase, PV Solar Inverter- | Tier-1 Reputed & well known brands | Make- Luminous (5 Years) | 12 | 12 | 3 | NOS | Make- Luminous (5 Years); 12kw; 3 Phase Inverter | OEM- Gurgaon | NXI 312 (12kW) V3 (exc. Dongle) | 61161
35 | 15 KW 3 Phase, PV Solar Inverter- | Tier-1 Reputed & well known brands | Make- Luminous (5 Years) | 15 | 15 | 3 | NOS | Make- Luminous (5 Years); 15kw; 3 Phase Inverter | OEM- Gurgaon | NXI 315 (15kW) V3 (exc. Dongle) | 63836
36 | 17 KW 3 Phase, PV Solar Inverter- | Tier-1 Reputed & well known brands | Make- Luminous (5 Years) | 17 |  | 3 | NOS |  | OEM- Gurgaon |  | 0
37 | 20 KW 3 Phase, PV Solar Inverter- | Tier-1 Reputed & well known brands | Make- Luminous (5 Years) | 20 | 20 | 3 | NOS | Make- Luminous (5 Years); 20kw; 3 Phase Inverter | OEM- Gurgaon | NXI 320 (20kW) V5 (exc. Dongle) | 76432
38 | 25 KW 3 Phase, PV Solar Inverter | Tier-1 Reputed & well known brands | Make- Luminous (5 Years) | 25 | 25 | 3 | NOS | Make- Luminous (5 Years); 25kw; 3 Phase Inverter | OEM- Gurgaon | NXI 325 (25kW) V5 (exc. Dongle) | 93513
39 | 30 KW 3 Phase, PV Solar Inverter | Tier-1 Reputed & well known brands | Make- Luminous (5 Years) | 30 | 30 | 3 | NOS | Make- Luminous (5 Years); 30kw; 3 Phase Inverter | OEM- Gurgaon | NXI 330 (30kW) V5 (exc. Dongle) | 105922
40 | 33 KW 3 Phase, PV Solar Inverter- | Tier-1 Reputed & well known brands | Make- Luminous (5 Years) | 33 |  | 3 | NOS |  | OEM- Gurgaon |  | 0
41 | 40 KW 3 Phase, PV Solar Inverter- | Tier-1 Reputed & well known brands | Make- Luminous (5 Years) | 40 |  | 3 | NOS |  | OEM- Gurgaon |  | 0
42 | 50 KW 3 Phase, PV Solar Inverter- | Tier-1 Reputed & well known brands | Make- Luminous (5 Years) | 50 | 50 | 3 | NOS | Make- Luminous (5 Years); 50kw; 3 Phase Inverter | OEM- Gurgaon | NXI 350 (50kW) (exc. Dongle) | 145217
43 | 60 KW 3 Phase, PV Solar Inverter- | Tier-1 Reputed & well known brands | Make- Luminous (5 Years) | 60 | 60 | 3 | NOS | Make- Luminous (5 Years); 60kw; 3 Phase Inverter | OEM- Gurgaon | NXI 3600 (60kW) (exc. Dongle) | 155115
44 | 80 KW 3 Phase, PV Solar Inverter- | Tier-1 Reputed & well known brands | Make- Luminous (5 Years) | 80 | 80 | 3 | NOS | Make- Luminous (5 Years); 80kw; 3 Phase Inverter | OEM- Gurgaon | NXI 380 (80kW) (exc. Dongle) | 242094
45 | 100 KW PV Solar Inverter- | Tier-1 Reputed & well known brands | Make- Luminous (5 Years) | 100 | 100 | 3 | NOS | Make- Luminous (5 Years); 100kw; 3 Phase Inverter | OEM- Gurgaon | NXI 3100 (100kW) (exc. Dongle) | 258658
46 | 110 KW PV Solar Inverter- | Tier-1 Reputed & well known brands | Make- Luminous (5 Years) | 110 | 110 | 3 | NOS | Make- Luminous (5 Years); 110kw; 3 Phase Inverter | OEM- Gurgaon | NXI 3110 (110kW) (exc. Dongle) | 258658
47 | 1.1 KW 1 Phase, PV Solar Inverter | Tier-1 Reputed & well known brands | Make- Hitachi (7 Years) | 1.1 |  | 1 | NOS |  | Authorized Distr- North |  | 0
48 | 2.2 KW 1 Phase, PV Solar Inverter- | Tier-1 Reputed & well known brands | Make- Hitachi (7 Years) | 2 |  | 1 | NOS |  | Authorized Distr- North |  | 0
49 | 3 KW 1 Phase, PV Solar Inverter | Tier-1 Reputed & well known brands | Make- Hitachi (7 Years) | 3 |  | 1 | NOS |  | Authorized Distr- North | 3 KW |  | 21000
50 | 4 KW 1 Phase, PV Solar Inverter- | Tier-1 Reputed & well known brands | Make- Hitachi (7 Years) | 4 |  | 1 | NOS |  | Authorized Distr- North | 4 kw |  | 28800
51 | 5 KW 1 Phase, PV Solar Inverter- | Tier-1 Reputed & well known brands | Make- Hitachi (7 Years) | 5 |  | 1 | NOS |  | Authorized Distr- North | 5 kw |  | 29800
52 | 5 KW 3 Phase, PV Solar Inverter- | Tier-1 Reputed & well known brands | Make- Hitachi (7 Years) | 5 | 5 | 3 | NOS | Make- Hitachi (7 Years); 5kw; 3 Phase Inverter | Authorized Distr- North | 5 KW-3 Phase | 55800
53 | 6 KW 1 Phase, PV Solar Inverter- | Tier-1 Reputed & well known brands | Make- Hitachi (7 Years) | 6 |  | 1 | NOS |  | Authorized Distr- North | 6 KW |  | 33800
54 | 6 KW 3 Phase, PV Solar Inverter- | Tier-1 Reputed & well known brands | Make- Hitachi (7 Years) | 6 | 6 | 3 | NOS | Make- Hitachi (7 Years); 6kw; 3 Phase Inverter | Authorized Distr- North | 6 KW- 3 Phase | 56800
55 | 8 KW 3 Phase, PV Solar Inverter- | Tier-1 Reputed & well known brands | Make- Hitachi (7 Years) | 8 |  | 3 | NOS |  | Authorized Distr- North |  | 0
56 | 10 KW 3 Phase, PV Solar Inverter- | Tier-1 Reputed & well known brands | Make- Hitachi (7 Years) | 10 | 10 | 3 | NOS | Make- Hitachi (7 Years); 10kw; 3 Phase Inverter | Authorized Distr- North | 10 KW | 66800
57 | 12 KW 3 Phase, PV Solar Inverter- | Tier-1 Reputed & well known brands | Make- Hitachi (7 Years) | 12 | 12 | 3 | NOS | Make- Hitachi (7 Years); 12kw; 3 Phase Inverter | Authorized Distr- North | 12 kw | 75800
58 | 15 KW 3 Phase, PV Solar Inverter- | Tier-1 Reputed & well known brands | Make- Hitachi (7 Years) | 15 | 15 | 3 | NOS | Make- Hitachi (7 Years); 15kw; 3 Phase Inverter | Authorized Distr- North | 15 kw | 78800
59 | 17 KW 3 Phase, PV Solar Inverter- | Tier-1 Reputed & well known brands | Make- Hitachi (7 Years) | 17 |  | 3 | NOS |  | Authorized Distr- North |  | 0
60 | 20 KW 3 Phase, PV Solar Inverter- | Tier-1 Reputed & well known brands | Make- Hitachi (7 Years) | 20 | 20 | 3 | NOS | Make- Hitachi (7 Years); 20kw; 3 Phase Inverter | Authorized Distr- North | 20 KW | 89800
61 | 25 KW 3 Phase, PV Solar Inverter | Tier-1 Reputed & well known brands | Make- Hitachi (7 Years) | 25 | 25 | 3 | NOS | Make- Hitachi (7 Years); 25kw; 3 Phase Inverter | Authorized Distr- North | 25 KW | 109800
62 | 30 KW 3 Phase, PV Solar Inverter | Tier-1 Reputed & well known brands | Make- Hitachi (7 Years) | 30 | 30 | 3 | NOS | Make- Hitachi (7 Years); 30kw; 3 Phase Inverter | Authorized Distr- North | 30 KW | 124800
63 | 33 KW 3 Phase, PV Solar Inverter- | Tier-1 Reputed & well known brands | Make- Hitachi (7 Years) | 33 |  | 3 | NOS |  | Authorized Distr- North |  | 0
64 | 40 KW 3 Phase, PV Solar Inverter- | Tier-1 Reputed & well known brands | Make- Hitachi (7 Years) | 40 |  | 3 | NOS |  | Authorized Distr- North |  | 0
65 | 50 KW 3 Phase, PV Solar Inverter- | Tier-1 Reputed & well known brands | Make- Hitachi (7 Years) | 50 | 50 | 3 | NOS | Make- Hitachi (7 Years); 50kw; 3 Phase Inverter | Authorized Distr- North | 50 KW | 174800
66 | 60 KW 3 Phase, PV Solar Inverter- | Tier-1 Reputed & well known brands | Make- Hitachi (7 Years) | 60 |  | 3 | NOS |  | Authorized Distr- North |  | 0
67 | 80 KW 3 Phase, PV Solar Inverter- | Tier-1 Reputed & well known brands | Make- Hitachi (7 Years) | 80 | 80 | 3 | NOS | Make- Hitachi (7 Years); 80kw; 3 Phase Inverter | Authorized Distr- North | 80 KW | 208800
68 | 100 KW PV Solar Inverter- | Tier-1 Reputed & well known brands | Make- Hitachi (7 Years) | 100 |  | 3 | NOS |  | Authorized Distr- North |  | 0
69 | 110 KW PV Solar Inverter- | Tier-1 Reputed & well known brands | Make- Hitachi (7 Years) | 110 | 110 | 3 | NOS | Make- Hitachi (7 Years); 110kw; 3 Phase Inverter | Authorized Distr- North | 110 KW | 278800
70 | 1.1 KW 1 Phase, PV Solar Inverter | Tier-2 Reputed & Imported brands | Make- Growatt (5 Years) | 1.1 |  | 1 | NOS |  | Auth. Distributor- Gujrat |  | 0
71 | 2.2 KW 1 Phase, PV Solar Inverter- | Tier-2 Reputed & Imported brands | Make- Growatt (5 Years) | 2 |  | 1 | NOS |  | Auth. Distributor- Gujrat |  | 0
72 | 3 KW 1 Phase, PV Solar Inverter | Tier-2 Reputed & Imported brands | Make- Growatt (5 Years) | 3 |  | 1 | NOS |  | Auth. Distributor- Gujrat | 3 KW |  | 16100
73 | 4 KW 1 Phase, PV Solar Inverter- | Tier-2 Reputed & Imported brands | Make- Growatt (5 Years) | 4 |  | 1 | NOS |  | Auth. Distributor- Gujrat | 4.2 kw |  | 16200
74 | 5 KW 1 Phase, PV Solar Inverter- | Tier-2 Reputed & Imported brands | Make- Growatt (5 Years) | 5 |  | 1 | NOS |  | Auth. Distributor- Gujrat | 5 KW |  | 29000
75 | 5 KW 3 Phase, PV Solar Inverter- | Tier-2 Reputed & Imported brands | Make- Growatt (5 Years) | 5 | 5 | 3 | NOS | Make- Growatt (5 Years); 5kw; 3 Phase Inverter | Auth. Distributor- Gujrat | 5Kw | 48000
76 | 6 KW 1 Phase, PV Solar Inverter- | Tier-2 Reputed & Imported brands | Make- Growatt (5 Years) | 6 |  | 1 | NOS |  | Auth. Distributor- Gujrat | 6 KW |  | 30000
77 | 6 KW 3 Phase, PV Solar Inverter- | Tier-2 Reputed & Imported brands | Make- Growatt (5 Years) | 6 | 6 | 3 | NOS | Make- Growatt (5 Years); 6kw; 3 Phase Inverter | Auth. Distributor- Gujrat | 6 KW- 3 Phase | 49000
78 | 8 KW 3 Phase, PV Solar Inverter- | Tier-2 Reputed & Imported brands | Make- Growatt (5 Years) | 8 |  | 3 | NOS |  | Auth. Distributor- Gujrat |  | 0
79 | 10 KW 3 Phase, PV Solar Inverter- | Tier-2 Reputed & Imported brands | Make- Growatt (5 Years) | 10 | 10 | 3 | NOS | Make- Growatt (5 Years); 10kw; 3 Phase Inverter | Auth. Distributor- Gujrat | 10 KW | 54200
80 | 12 KW 3 Phase, PV Solar Inverter- | Tier-2 Reputed & Imported brands | Make- Growatt (5 Years) | 12 | 12 | 3 | NOS | Make- Growatt (5 Years); 12kw; 3 Phase Inverter | Auth. Distributor- Gujrat | 12 kw | 59500
81 | 15 KW 3 Phase, PV Solar Inverter- | Tier-2 Reputed & Imported brands | Make- Growatt (5 Years) | 15 | 15 | 3 | NOS | Make- Growatt (5 Years); 15kw; 3 Phase Inverter | Auth. Distributor- Gujrat | 15 kw | 61000
82 | 17 KW 3 Phase, PV Solar Inverter- | Tier-2 Reputed & Imported brands | Make- Growatt (5 Years) | 17 |  | 3 | NOS |  | Auth. Distributor- Gujrat |  | 0
83 | 20 KW 3 Phase, PV Solar Inverter- | Tier-2 Reputed & Imported brands | Make- Growatt (5 Years) | 20 | 20 | 3 | NOS | Make- Growatt (5 Years); 20kw; 3 Phase Inverter | Auth. Distributor- Gujrat | 20 KW | 81750
84 | 25 KW 3 Phase, PV Solar Inverter | Tier-2 Reputed & Imported brands | Make- Growatt (5 Years) | 25 | 25 | 3 | NOS | Make- Growatt (5 Years); 25kw; 3 Phase Inverter | Auth. Distributor- Gujrat | 25 KW | 84250
85 | 30 KW 3 Phase, PV Solar Inverter | Tier-2 Reputed & Imported brands | Make- Growatt (5 Years) | 30 |  | 3 | NOS |  | Auth. Distributor- Gujrat |  | 0
86 | 33 KW 3 Phase, PV Solar Inverter- | Tier-2 Reputed & Imported brands | Make- Growatt (5 Years) | 33 |  | 3 | NOS |  | Auth. Distributor- Gujrat |  | 0
87 | 40 KW 3 Phase, PV Solar Inverter- | Tier-2 Reputed & Imported brands | Make- Growatt (5 Years) | 40 |  | 3 | NOS |  | Auth. Distributor- Gujrat |  | 0
88 | 50 KW 3 Phase, PV Solar Inverter- | Tier-2 Reputed & Imported brands | Make- Growatt (5 Years) | 50 | 50 | 3 | NOS | Make- Growatt (5 Years); 50kw; 3 Phase Inverter | Auth. Distributor- Gujrat | 50 KW | 143000
89 | 60 KW 3 Phase, PV Solar Inverter- | Tier-2 Reputed & Imported brands | Make- Growatt (5 Years) | 60 | 60 | 3 | NOS | Make- Growatt (5 Years); 60kw; 3 Phase Inverter | Auth. Distributor- Gujrat | 60 KW | 156000
90 | 80 KW 3 Phase, PV Solar Inverter- | Tier-2 Reputed & Imported brands | Make- Growatt (5 Years) | 80 | 80 | 3 | NOS | Make- Growatt (5 Years); 80kw; 3 Phase Inverter | Auth. Distributor- Gujrat | 80 KW | 218000
91 | 100 KW PV Solar Inverter- | Tier-2 Reputed & Imported brands | Make- Growatt (5 Years) | 100 | 100 | 3 | NOS | Make- Growatt (5 Years); 100kw; 3 Phase Inverter | Auth. Distributor- Gujrat | 100 KW | 255000
92 | 110 KW PV Solar Inverter- | Tier-2 Reputed & Imported brands | Make- Growatt (5 Years) | 110 |  | 3 | NOS |  | Auth. Distributor- Gujrat |  | 0
93 | 1.1 KW 1 Phase, PV Solar Inverter | Tier-2 Reputed & Imported brands | Make- Sungrow (10 Years) | 1.1 |  | 1 | NOS |  | Distributor- North |  | 0
94 | 2.2 KW 1 Phase, PV Solar Inverter- | Tier-2 Reputed & Imported brands | Make- Sungrow (10 Years) | 2 |  | 1 | NOS |  | Distributor- North
95 | 3 KW 1 Phase, PV Solar Inverter | Tier-2 Reputed & Imported brands | Make- Sungrow (10 Years) | 3 |  | 1 | NOS |  | Distributor- North | SG3.0RS |  | 16000
96 | 4 KW 1 Phase, PV Solar Inverter- | Tier-2 Reputed & Imported brands | Make- Sungrow (10 Years) | 4 |  | 1 | NOS |  | Distributor- North | SG4.0RS |  | 24250
97 | 5 KW 1 Phase, PV Solar Inverter- | Tier-2 Reputed & Imported brands | Make- Sungrow (10 Years) | 5 |  | 1 | NOS |  | Distributor- North | SG5.0RS |  | 28750
98 | 5 KW 3 Phase, PV Solar Inverter- | Tier-2 Reputed & Imported brands | Make- Sungrow (10 Years) | 5 | 5 | 3 | NOS | Make- Sungrow (10 Years); 5kw; 3 Phase Inverter | Distributor- North | SG5.0RT | 46800
99 | 6 KW 1 Phase, PV Solar Inverter- | Tier-2 Reputed & Imported brands | Make- Sungrow (10 Years) | 6 |  | 1 | NOS |  | Distributor- North | SG6.0RS |  | 29700
100 | 6 KW 3 Phase, PV Solar Inverter- | Tier-2 Reputed & Imported brands | Make- Sungrow (10 Years) | 6 | 6 | 3 | NOS | Make- Sungrow (10 Years); 6kw; 3 Phase Inverter | Distributor- North | SG6.0RT | 48200
101 | 8 KW 3 Phase, PV Solar Inverter- | Tier-2 Reputed & Imported brands | Make- Sungrow (10 Years) | 8 | 8 | 3 | NOS | Make- Sungrow (10 Years); 8kw; 3 Phase Inverter | Distributor- North | SG8.0RT | 52700
102 | 10 KW 3 Phase, PV Solar Inverter- | Tier-2 Reputed & Imported brands | Make- Sungrow (10 Years) | 10 | 10 | 3 | NOS | Make- Sungrow (10 Years); 10kw; 3 Phase Inverter | Distributor- North | SG10.0RT | 54400
103 | 12 KW 3 Phase, PV Solar Inverter- | Tier-2 Reputed & Imported brands | Make- Sungrow (10 Years) | 12 | 12 | 3 | NOS | Make- Sungrow (10 Years); 12kw; 3 Phase Inverter | Distributor- North | SG12.0RT | 57500
104 | 15 KW 3 Phase, PV Solar Inverter- | Tier-2 Reputed & Imported brands | Make- Sungrow (10 Years) | 15 | 15 | 3 | NOS | Make- Sungrow (10 Years); 15kw; 3 Phase Inverter | Distributor- North | SG15.0RT | 67500
105 | 17 KW 3 Phase, PV Solar Inverter- | Tier-2 Reputed & Imported brands | Make- Sungrow (10 Years) | 17 |  | 3 | NOS |  | Distributor- North
106 | 20 KW 3 Phase, PV Solar Inverter- | Tier-2 Reputed & Imported brands | Make- Sungrow (10 Years) | 20 | 20 | 3 | NOS | Make- Sungrow (10 Years); 20kw; 3 Phase Inverter | Distributor- North | S20.0RT | 74000
107 | 25 KW 3 Phase, PV Solar Inverter | Tier-2 Reputed & Imported brands | Make- Sungrow (10 Years) | 25 |  | 3 | NOS |  | Distributor- North |  | 0
108 | 30 KW 3 Phase, PV Solar Inverter | Tier-2 Reputed & Imported brands | Make- Sungrow (10 Years) | 30 |  | 3 | NOS |  | Distributor- North |  | 0
109 | 33 KW 3 Phase, PV Solar Inverter- | Tier-2 Reputed & Imported brands | Make- Sungrow (10 Years) | 33 |  | 3 | NOS |  | Distributor- North |  | 0
110 | 40 KW 3 Phase, PV Solar Inverter- | Tier-2 Reputed & Imported brands | Make- Sungrow (10 Years) | 40 |  | 3 | NOS |  | Distributor- North |  | 0
111 | 50 KW 3 Phase, PV Solar Inverter- | Tier-2 Reputed & Imported brands | Make- Sungrow (10 Years) | 50 |  | 3 | NOS |  | Distributor- North |  | 0
112 | 60 KW 3 Phase, PV Solar Inverter- | Tier-2 Reputed & Imported brands | Make- Sungrow (10 Years) | 60 |  | 3 | NOS |  | Distributor- North |  | 0
113 | 80 KW 3 Phase, PV Solar Inverter- | Tier-2 Reputed & Imported brands | Make- Sungrow (10 Years) | 80 |  | 3 | NOS |  | Distributor- North |  | 0
114 | 100 KW PV Solar Inverter- | Tier-2 Reputed & Imported brands | Make- Sungrow (10 Years) | 100 |  | 3 | NOS |  | Distributor- North |  | 0
115 | 110 KW PV Solar Inverter- | Tier-2 Reputed & Imported brands | Make- Sungrow (10 Years) | 110 |  | 3 | NOS |  | Distributor- North |  | 0
116 | 1.1 KW 1 Phase, PV Solar Inverter | Tier-2 Reputed & Imported brands | Make- Solis (5 Years) | 1.1 |  | 1 | NOS |  | Manufacturer |  | 0
117 | 2.2 KW 1 Phase, PV Solar Inverter- | Tier-2 Reputed & Imported brands | Make- Solis (5 Years) | 2 |  | 1 | NOS |  | Manufacturer |  | 0
118 | 3 KW 1 Phase, PV Solar Inverter | Tier-2 Reputed & Imported brands | Make- Solis (5 Years) | 3 |  | 1 | NOS |  | Manufacturer | Solis(S6- GR1P3K-M) |  | 18000
119 | 4 KW 1 Phase, PV Solar Inverter- | Tier-2 Reputed & Imported brands | Make- Solis (5 Years) | 4 |  | 1 | NOS |  | Manufacturer | Solis (S6- GR1P4K-S) |  | 28000
120 | 5 KW 1 Phase, PV Solar Inverter- | Tier-2 Reputed & Imported brands | Make- Solis (5 Years) | 5 |  | 1 | NOS |  | Manufacturer | Solis (S6- GR1P5K-S) |  | 29000
121 | 5 KW 3 Phase, PV Solar Inverter- | Tier-2 Reputed & Imported brands | Make- Solis (5 Years) | 5 | 5 | 3 | NOS | Make- Solis (5 Years); 5kw; 3 Phase Inverter | Manufacturer | Solis(S5- GR3P5K) | 48000
122 | 6 KW 1 Phase, PV Solar Inverter- | Tier-2 Reputed & Imported brands | Make- Solis (5 Years) | 6 |  | 1 | NOS |  | Manufacturer |  | 0
123 | 6 KW 3 Phase, PV Solar Inverter- | Tier-2 Reputed & Imported brands | Make- Solis (5 Years) | 6 | 6 | 3 | NOS | Make- Solis (5 Years); 6kw; 3 Phase Inverter | Manufacturer | Solis (Solis-3p6k-4g-DC) | 50000
124 | 8 KW 3 Phase, PV Solar Inverter- | Tier-2 Reputed & Imported brands | Make- Solis (5 Years) | 8 | 8 | 3 | NOS | Make- Solis (5 Years); 8kw; 3 Phase Inverter | Manufacturer | Solis (S5- GR3P8K) | 56000
125 | 10 KW 3 Phase, PV Solar Inverter- | Tier-2 Reputed & Imported brands | Make- Solis (5 Years) | 10 | 10 | 3 | NOS | Make- Solis (5 Years); 10kw; 3 Phase Inverter | Manufacturer | Solis (S5- GR3P10K) | 58000
126 | 12 KW 3 Phase, PV Solar Inverter- | Tier-2 Reputed & Imported brands | Make- Solis (5 Years) | 12 | 12 | 3 | NOS | Make- Solis (5 Years); 12kw; 3 Phase Inverter | Manufacturer | Solis (S5- GR3P12K) | 64000
127 | 15 KW 3 Phase, PV Solar Inverter- | Tier-2 Reputed & Imported brands | Make- Solis (5 Years) | 15 | 15 | 3 | NOS | Make- Solis (5 Years); 15kw; 3 Phase Inverter | Manufacturer | Solis (S5- GR3P15K) | 69000
128 | 17 KW 3 Phase, PV Solar Inverter- | Tier-2 Reputed & Imported brands | Make- Solis (5 Years) | 17 | 17 | 3 | NOS | Make- Solis (5 Years); 17kw; 3 Phase Inverter | Manufacturer | Solis (S5- GR3P17K) | 77000
129 | 20 KW 3 Phase, PV Solar Inverter- | Tier-2 Reputed & Imported brands | Make- Solis (5 Years) | 20 | 20 | 3 | NOS | Make- Solis (5 Years); 20kw; 3 Phase Inverter | Manufacturer | Solis (S5- GR3P20K) | 79000
130 | 25 KW 3 Phase, PV Solar Inverter | Tier-2 Reputed & Imported brands | Make- Solis (5 Years) | 25 | 25 | 3 | NOS | Make- Solis (5 Years); 25kw; 3 Phase Inverter | Manufacturer | (Solis-25k-5G-DC-Meter) | 1,00,000.00
131 | 30 KW 3 Phase, PV Solar Inverter | Tier-2 Reputed & Imported brands | Make- Solis (5 Years) | 30 | 30 | 3 | NOS | Make- Solis (5 Years); 30kw; 3 Phase Inverter | Manufacturer | Solis (S5- GC30K) | 1,07,000.00
132 | 33 KW 3 Phase, PV Solar Inverter- | Tier-2 Reputed & Imported brands | Make- Solis (5 Years) | 33 | 33 | 3 | NOS | Make- Solis (5 Years); 33kw; 3 Phase Inverter | Manufacturer | Solis(S5- GC33K) | 1,20,000.00
133 | 40 KW 3 Phase, PV Solar Inverter- | Tier-2 Reputed & Imported brands | Make- Solis (5 Years) | 40 | 40 | 3 | NOS | Make- Solis (5 Years); 40kw; 3 Phase Inverter | Manufacturer | Solis(S5- GC40K) | 1,37,000.00
134 | 50 KW 3 Phase, PV Solar Inverter- | Tier-2 Reputed & Imported brands | Make- Solis (5 Years) | 50 | 50 | 3 | NOS | Make- Solis (5 Years); 50kw; 3 Phase Inverter | Manufacturer | Solis (S5- GC50K) | 1,47,000.00
135 | 60 KW 3 Phase, PV Solar Inverter- | Tier-2 Reputed & Imported brands | Make- Solis (5 Years) | 60 | 60 | 3 | NOS | Make- Solis (5 Years); 60kw; 3 Phase Inverter | Manufacturer | Solis(S5- GC60K) | 1,60,000.00
136 | 80 KW 3 Phase, PV Solar Inverter- | Tier-2 Reputed & Imported brands | Make- Solis (5 Years) | 80 | 80 | 3 | NOS | Make- Solis (5 Years); 80kw; 3 Phase Inverter | Manufacturer | Solis-80K-5G-PRO) | 2,43,000.00
137 | 100 KW PV Solar Inverter- | Tier-2 Reputed & Imported brands | Make- Solis (5 Years) | 100 | 100 | 3 | NOS | Make- Solis (5 Years); 100kw; 3 Phase Inverter | Manufacturer | Solis-100K- 5G-Pro) | 2,62,000.00
138 | 110 KW PV Solar Inverter- | Tier-2 Reputed & Imported brands | Make- Solis (5 Years) | 110 | 110 | 3 | NOS | Make- Solis (5 Years); 110kw; 3 Phase Inverter | Manufacturer | Solis-110K- 5G-Pro) | 2,67,000.00
139 | 1.1 KW 1 Phase, PV Solar Inverter | Tier-2 Reputed & Imported brands | Make- Invergys (5 Years) | 1.1 |  | 1 | NOS |  | Manufacturer- Noida |  | 0
140 | 2.2 KW 1 Phase, PV Solar Inverter- | Tier-2 Reputed & Imported brands | Make- Invergys (5 Years) | 2 |  | 1 | NOS |  | Manufacturer- Noida |  | 0
141 | 3 KW 1 Phase, PV Solar Inverter | Tier-2 Reputed & Imported brands | Make- Invergys (5 Years) | 3 |  | 1 | NOS |  | Manufacturer- Noida | INV (EU)-E-3 GT-01 |  | 17700
142 | 4 KW 1 Phase, PV Solar Inverter- | Tier-2 Reputed & Imported brands | Make- Invergys (5 Years) | 4 |  | 1 | NOS |  | Manufacturer- Noida | INV (EU)-E-4.0 GT-01 |  | 22252
143 | 5 KW 1 Phase, PV Solar Inverter- | Tier-2 Reputed & Imported brands | Make- Invergys (5 Years) | 5 |  | 1 | NOS |  | Manufacturer- Noida | INV (EU)-E-5 GT-01 |  | 27661
144 | 5 KW 3 Phase, PV Solar Inverter- | Tier-2 Reputed & Imported brands | Make- Invergys (5 Years) | 5 | 5 | 3 | NOS | Make- Invergys (5 Years); 5kw; 3 Phase Inverter | Manufacturer- Noida | INV (EU)-E-5GT-03(P) | 45982
145 | 6 KW 1 Phase, PV Solar Inverter- | Tier-2 Reputed & Imported brands | Make- Invergys (5 Years) | 6 |  | 1 | NOS |  | Manufacturer- Noida | INV (EU)-E-6 GT-01 |  | 31612
146 | 6 KW 3 Phase, PV Solar Inverter- | Tier-2 Reputed & Imported brands | Make- Invergys (5 Years) | 6 | 6 | 3 | NOS | Make- Invergys (5 Years); 6kw; 3 Phase Inverter | Manufacturer- Noida | INV (EU)-E-6GT-03(P) | 47090
147 | 8 KW 3 Phase, PV Solar Inverter- | Tier-2 Reputed & Imported brands | Make- Invergys (5 Years) | 8 | 8 | 3 | NOS | Make- Invergys (5 Years); 8kw; 3 Phase Inverter | Manufacturer- Noida | INV (EU)-E-8GT-03(P) | 50108
148 | 10 KW 3 Phase, PV Solar Inverter- | Tier-2 Reputed & Imported brands | Make- Invergys (5 Years) | 10 | 10 | 3 | NOS | Make- Invergys (5 Years); 10kw; 3 Phase Inverter | Manufacturer- Noida | INV (EU)-E-10GT-03(P) | 52112
149 | 12 KW 3 Phase, PV Solar Inverter- | Tier-2 Reputed & Imported brands | Make- Invergys (5 Years) | 12 | 12 | 3 | NOS | Make- Invergys (5 Years); 12kw; 3 Phase Inverter | Manufacturer- Noida | INV (EU)-E-12GT-03(P) | 57805
150 | 15 KW 3 Phase, PV Solar Inverter- | Tier-2 Reputed & Imported brands | Make- Invergys (5 Years) | 15 | 15 | 3 | NOS | Make- Invergys (5 Years); 15kw; 3 Phase Inverter | Manufacturer- Noida | INV (EU)-E-15GT-03(P) | 60394
151 | 17 KW 3 Phase, PV Solar Inverter- | Tier-2 Reputed & Imported brands | Make- Invergys (5 Years) | 17 | 17 | 3 | NOS | Make- Invergys (5 Years); 17kw; 3 Phase Inverter | Manufacturer- Noida | INV (EU)-E-18GT-03(P) | 66025
152 | 20 KW 3 Phase, PV Solar Inverter- | Tier-2 Reputed & Imported brands | Make- Invergys (5 Years) | 20 | 20 | 3 | NOS | Make- Invergys (5 Years); 20kw; 3 Phase Inverter | Manufacturer- Noida | INV (EU)-E-20GT-03(P) | 68666
153 | 25 KW 3 Phase, PV Solar Inverter | Tier-2 Reputed & Imported brands | Make- Invergys (5 Years) | 25 | 25 | 3 | NOS | Make- Invergys (5 Years); 25kw; 3 Phase Inverter | Manufacturer- Noida | INV (EU)-E-25GT-03(P) | 83064
154 | 30 KW 3 Phase, PV Solar Inverter | Tier-2 Reputed & Imported brands | Make- Invergys (5 Years) | 30 |  | 3 | NOS |  | Manufacturer- Noida |  | 0
155 | 33 KW 3 Phase, PV Solar Inverter- | Tier-2 Reputed & Imported brands | Make- Invergys (5 Years) | 33 |  | 3 | NOS |  | Manufacturer- Noida |  | 0
156 | 40 KW 3 Phase, PV Solar Inverter- | Tier-2 Reputed & Imported brands | Make- Invergys (5 Years) | 40 |  | 3 | NOS |  | Manufacturer- Noida |  | 0
157 | 50 KW 3 Phase, PV Solar Inverter- | Tier-2 Reputed & Imported brands | Make- Invergys (5 Years) | 50 |  | 3 | NOS |  | Manufacturer- Noida |  | 0
158 | 60 KW 3 Phase, PV Solar Inverter- | Tier-2 Reputed & Imported brands | Make- Invergys (5 Years) | 60 |  | 3 | NOS |  | Manufacturer- Noida |  | 0
159 | 80 KW 3 Phase, PV Solar Inverter- | Tier-2 Reputed & Imported brands | Make- Invergys (5 Years) | 80 |  | 3 | NOS |  | Manufacturer- Noida |  | 0
160 | 100 KW PV Solar Inverter- | Tier-2 Reputed & Imported brands | Make- Invergys (5 Years) | 100 |  | 3 | NOS |  | Manufacturer- Noida |  | 0
161 | 110 KW PV Solar Inverter- | Tier-2 Reputed & Imported brands | Make- Invergys (5 Years) | 110 |  | 3 | NOS |  | Manufacturer- Noida |  | 0
162 | 1.1 KW 1 Phase, PV Solar Inverter | Tier-2 Reputed & Imported brands | Make- Goodwee (10 Years) | 1.1 |  | 1 | NOS |  | Distributor - North |  | 0
163 | 2.2 KW 1 Phase, PV Solar Inverter- | Tier-2 Reputed & Imported brands | Make- Goodwee (10 Years) | 2 |  | 1 | NOS |  | Distributor - North |  | 0
164 | 3 KW 1 Phase, PV Solar Inverter | Tier-2 Reputed & Imported brands | Make- Goodwee (10 Years) | 3 |  | 1 | NOS |  | Distributor - North | 3/3.3 KW |  | 16200
165 | 4 KW 1 Phase, PV Solar Inverter- | Tier-2 Reputed & Imported brands | Make- Goodwee (10 Years) | 4 |  | 1 | NOS |  | Distributor - North |  | 0
166 | 5 KW 1 Phase, PV Solar Inverter- | Tier-2 Reputed & Imported brands | Make- Goodwee (10 Years) | 5 |  | 1 | NOS |  | Distributor - North | 5W |  | 29000
167 | 5 KW 3 Phase, PV Solar Inverter- | Tier-2 Reputed & Imported brands | Make- Goodwee (10 Years) | 5 |  | 3 | NOS |  | Distributor - North |  | 0
168 | 6 KW 1 Phase, PV Solar Inverter- | Tier-2 Reputed & Imported brands | Make- Goodwee (10 Years) | 6 |  | 1 | NOS |  | Distributor - North |  | 0
169 | 6 KW 3 Phase, PV Solar Inverter- | Tier-2 Reputed & Imported brands | Make- Goodwee (10 Years) | 6 |  | 3 | NOS |  | Distributor - North |  | 0
170 | 8 KW 3 Phase, PV Solar Inverter- | Tier-2 Reputed & Imported brands | Make- Goodwee (10 Years) | 8 |  | 3 | NOS |  | Distributor - North |  | 0
171 | 10 KW 3 Phase, PV Solar Inverter- | Tier-2 Reputed & Imported brands | Make- Goodwee (10 Years) | 10 | 10 | 3 | NOS | Make- Goodwee (10 Years); 10kw; 3 Phase Inverter | Distributor - North | 10 KW | 53500
172 | 12 KW 3 Phase, PV Solar Inverter- | Tier-2 Reputed & Imported brands | Make- Goodwee (10 Years) | 12 |  | 3 | NOS |  | Distributor - North |  | 0
173 | 15 KW 3 Phase, PV Solar Inverter- | Tier-2 Reputed & Imported brands | Make- Goodwee (10 Years) | 15 | 15 | 3 | NOS | Make- Goodwee (10 Years); 15kw; 3 Phase Inverter | Distributor - North | 15 kw | 68000
174 | 17 KW 3 Phase, PV Solar Inverter- | Tier-2 Reputed & Imported brands | Make- Goodwee (10 Years) | 17 |  | 3 | NOS |  | Distributor - North |  | 0
175 | 20 KW 3 Phase, PV Solar Inverter- | Tier-2 Reputed & Imported brands | Make- Goodwee (10 Years) | 20 | 20 | 3 | NOS | Make- Goodwee (10 Years); 20kw; 3 Phase Inverter | Distributor - North | 20 KW | 74800
176 | 25 KW 3 Phase, PV Solar Inverter | Tier-2 Reputed & Imported brands | Make- Goodwee (10 Years) | 25 |  | 3 | NOS |  | Distributor - North |  | 0
177 | 30 KW 3 Phase, PV Solar Inverter | Tier-2 Reputed & Imported brands | Make- Goodwee (10 Years) | 30 | 30 | 3 | NOS | Make- Goodwee (10 Years); 30kw; 3 Phase Inverter | Distributor - North | 30 KW | 125000
178 | 33 KW 3 Phase, PV Solar Inverter- | Tier-2 Reputed & Imported brands | Make- Goodwee (10 Years) | 33 | 33 | 3 | NOS | Make- Goodwee (10 Years); 33kw; 3 Phase Inverter | Distributor - North | 33 KW | 125000
179 | 40 KW 3 Phase, PV Solar Inverter- | Tier-2 Reputed & Imported brands | Make- Goodwee (10 Years) | 40 |  | 3 | NOS |  | Distributor - North |  | 0
180 | 50 KW 3 Phase, PV Solar Inverter- | Tier-2 Reputed & Imported brands | Make- Goodwee (10 Years) | 50 | 50 | 3 | NOS | Make- Goodwee (10 Years); 50kw; 3 Phase Inverter | Distributor - North | 50 KW | 153000
181 | 60 KW 3 Phase, PV Solar Inverter- | Tier-2 Reputed & Imported brands | Make- Goodwee (10 Years) | 60 |  | 3 | NOS |  | Distributor - North |  | 0
182 | 80 KW 3 Phase, PV Solar Inverter- | Tier-2 Reputed & Imported brands | Make- Goodwee (10 Years) | 80 | 80 | 3 | NOS | Make- Goodwee (10 Years); 80kw; 3 Phase Inverter | Distributor - North | 75 KW | 235000
183 | 100 KW PV Solar Inverter- | Tier-2 Reputed & Imported brands | Make- Goodwee (10 Years) | 100 |  | 3 | NOS |  | Distributor - North |  | 0
184 | 110 KW PV Solar Inverter- | Tier-2 Reputed & Imported brands | Make- Goodwee (10 Years) | 110 | 110 | 3 | NOS | Make- Goodwee (10 Years); 110kw; 3 Phase Inverter | Distributor - North | 110 KW | 275000
185 | 350 KW PV Solar Inverter- | Tier-2 Reputed & Imported brands | Make- Goodwee (10 Years) | 350 | 350 | 3 | NOS | Make- Goodwee (10 Years); 350kw; 3 Phase Inverter | Distributor - North | 350 KW | 480000 |  | Last Updated on 06/11/2025, when we were taking the quotation for the project of 2 MW
186 | DEYE 20KW 3- Phase Inverter | Tier-2 Reputed & Imported brands | DEYE (Hybrid Inverter) | 20 | 20 | 3 | NOS | DEYE (Hybrid Inverter); 20kw; 3 Phase Inverter | Distributor - North | 20KW | 299999
187 | DEYE 25KW 3- Phase Inverter | Tier-2 Reputed & Imported brands | DEYE (Hybrid Inverter) | 25 | 25 | 3 | NOS | DEYE (Hybrid Inverter); 25kw; 3 Phase Inverter | Distributor - North | 25 KW | 294000
188 | DEYE 50 KW 3- Phase Inverter | Tier-2 Reputed & Imported brands | DEYE (Hybrid Inverter) | 50 | 50 | 3 | NOS | DEYE (Hybrid Inverter); 50kw; 3 Phase Inverter | Distributor - North | 50 KW | 545000
189 | DEYE 10 KW 3- Phase Inverter | Tier-2 Reputed & Imported brands | DEYE (Hybrid Inverter) | 50 | 10 | 3 | NOS | DEYE (Hybrid Inverter); 50kw; 3 Phase Inverter | Distributor - North | 50 KW | 175000
190 | DEYE 30 KW 3- Phase Inverter | Tier-2 Reputed & Imported brands | DEYE (Hybrid Inverter) | 30 | 30 | 3 | NOS | DEYE (Hybrid Inverter); 30kw; 3 Phase Inverter | Distributor - North | 30KW | 415000

## Inverter Brands
Tier-1 Reputed & well known brands | Tier-1 Reputed & well known brands | Make- Havells (10 Years)
Tier-2 Reputed & Imported brands | Tier-1 Reputed & well known brands | Make- Hitachi (7 Years)
| Tier-1 Reputed & well known brands | Make- Luminous (5 Years)
| Tier-2 Reputed & Imported brands | Make- Goodwee (10 Years)
| Tier-2 Reputed & Imported brands | Make- Growatt (5 Years)
| Tier-2 Reputed & Imported brands | Make- Invergys (5 Years)
| Tier-2 Reputed & Imported brands | Make- Solis (5 Years)
| Tier-2 Reputed & Imported brands | Make- Sungrow (10 Years)
| Hybrid Inverters | DEYE (Hybrid Inverter)

## Master Pricing Sheet
S. No. | Type | Max Capacity | Range | Slug | kw value | Particulars | Make & Specifications | Overall Slug | Rate/KW | Remarks
1 | Rooftop On-Grid Solar | 50kW | Premium Range | Rooftop On-Grid Solar 50kW Premium Range | 50 | Solar Panels | Vikram/Adani/Premier Non DCR 585-610 Wp Topcon Bifacial | Rooftop On-Grid Solar 50kW Premium Range-Solar Panels-Vikram/Adani/Premier Non DCR 585-610 Wp Topcon Bifacial | 14400 | Retail FOR Prices
2 | Rooftop On-Grid Solar | 50kW | Premium Range | Rooftop On-Grid Solar 50kW Premium Range | 50 | Solar Invertor - On Grid 3 phase 50 KW | Growatt/Goodwee/Sungrow | Rooftop On-Grid Solar 50kW Premium Range-Solar Invertor - On Grid 3 phase 50 KW-Growatt/Goodwee/Sungrow | 2900
3 | Rooftop On-Grid Solar | 50kW | Premium Range | Rooftop On-Grid Solar 50kW Premium Range | 50 | Mounting Structure | Hot Dip Galvanized Iron (HDGI) | Rooftop On-Grid Solar 50kW Premium Range-Mounting Structure -Hot Dip Galvanized Iron (HDGI) | 3000 | for standard height structure | Slug ¦ Make & Specifications
4 | Rooftop On-Grid Solar | 50kW | Premium Range | Rooftop On-Grid Solar 50kW Premium Range | 50 | AC & DC Cables | Polycab/Havells | Rooftop On-Grid Solar 50kW Premium Range-AC & DC Cables-Polycab/Havells | 1500 | Depends on routing/Height/LT panel location | Rooftop On-Grid Solar 50kW Premium Range ¦ Vikram/Adani/Premier Non DCR 585-610 Wp Topcon Bifacial , Growatt/Goodwee/Sungrow, Hot Dip Galvanized Iron (HDGI), Polycab/Havells, Reputed ISI mark
5 | Rooftop On-Grid Solar | 50kW | Premium Range | Rooftop On-Grid Solar 50kW Premium Range | 50 | Earthing, Cable Acceessories, Conduits, ACDB/DCDB, Cable tray, Signages, Safety Equipments etc | Reputed ISI mark | Rooftop On-Grid Solar 50kW Premium Range-Earthing, Cable Acceessories, Conduits, ACDB/DCDB, Cable tray, Signages, Safety Equipments etc -Reputed ISI mark | 1000 |  | Rooftop On-Grid Solar 50kW Mid Range ¦ Gautam/Saatvik Non DCR 560-590 Wp Topcon bifacial, UTL, Galvanized Iron (GI), KEI, Reputed ISI mark
6 | Rooftop On-Grid Solar | 50kW | Premium Range | Rooftop On-Grid Solar 50kW Premium Range | 50 | Installation & Commissioning (Labour Charges) |  | Rooftop On-Grid Solar 50kW Premium Range-Installation & Commissioning (Labour Charges)- | 2000 |  | Rooftop On-Grid Solar 50kW Economical ¦ Blue bird/Loom Solar-590 wp topcon bifacial panels , K-Solar , Galvanized Iron (GI), KEI, Reputed ISI mark
7 | Rooftop On-Grid Solar | 50kW | Premium Range | Rooftop On-Grid Solar 50kW Premium Range | 50 | Net Metering Charges |  | Rooftop On-Grid Solar 50kW Premium Range-Net Metering Charges - | 2000 | It varies as per state | Tinshed On grid Solar System 50kW Premium Range ¦ Vikram/Adani/premier Non DCR 585-610 Wp Topcon Bifacial , Sungrow/Growatt/Goodwee, Hot Dip Galvanized Iron (HDGI), Polycab/Havells/KEI, Reputed ISI mark
8 | Rooftop On-Grid Solar | 50kW | Mid Range | Rooftop On-Grid Solar 50kW Mid Range | 50 | Solar Panels | Gautam/Saatvik Non DCR 560-590 Wp Topcon bifacial | Rooftop On-Grid Solar 50kW Mid Range-Solar Panels-Gautam/Saatvik Non DCR 560-590 Wp Topcon bifacial | 14000 | Retail FOR Prices | Tinshed On grid Solar System 50kW Mid Range ¦ Saatvik/Gautam NON DCR 560-590 Wp Topcon bifacial, UTL, Galvanized Iron (GI), KEI, Reputed ISI mark
9 | Rooftop On-Grid Solar | 50kW | Mid Range | Rooftop On-Grid Solar 50kW Mid Range | 50 | Solar Invertor - On Grid 3 phase 50 KW | UTL | Rooftop On-Grid Solar 50kW Mid Range-Solar Invertor - On Grid 3 phase 50 KW-UTL | 2800 |  | Tinshed On grid Solar System 50kW Economical ¦ Blue bird/Loom Solar-590 wp topcon bifacial panels , K-Solar , Galvanized Iron (GI), KEI, Reputed ISI mark
10 | Rooftop On-Grid Solar | 50kW | Mid Range | Rooftop On-Grid Solar 50kW Mid Range | 50 | Mounting Structure | Galvanized Iron (GI) | Rooftop On-Grid Solar 50kW Mid Range-Mounting Structure -Galvanized Iron (GI) | 2800 | for standard height structure | Rooftop On-Grid Solar 200kW Premium Range ¦ Vikram/Adani/Premier Non DCR 585-610 Wp Topcon Bifacial , Growatt/Goodwee/Sungrow, Hot Dip Galvanized Iron (HDGI), Polycab/Havells, Reputed ISI mark
11 | Rooftop On-Grid Solar | 50kW | Mid Range | Rooftop On-Grid Solar 50kW Mid Range | 50 | AC & DC Cables | KEI | Rooftop On-Grid Solar 50kW Mid Range-AC & DC Cables-KEI | 1400 | Depends on routing/Height/LT panel location | Rooftop On-Grid Solar 200kW Mid Range ¦ Saatvik/Gautam NON DCR 560-590 Wp Topcon bifacial, UTL, Galvanized Iron (GI), KEI, Reputed ISI mark
12 | Rooftop On-Grid Solar | 50kW | Mid Range | Rooftop On-Grid Solar 50kW Mid Range | 50 | Earthing, Cable Acceessories, Conduits, ACDB/DCDB, Cable tray, Signages, Safety Equipments etc | Reputed ISI mark | Rooftop On-Grid Solar 50kW Mid Range-Earthing, Cable Acceessories, Conduits, ACDB/DCDB, Cable tray, Signages, Safety Equipments etc -Reputed ISI mark | 900 |  | Rooftop On-Grid Solar 200kW Economical ¦ Blue bird/Loom Solar-590 wp topcon bifacial panels , K-Solar , Galvanized Iron (GI), KEI, Reputed ISI mark
13 | Rooftop On-Grid Solar | 50kW | Mid Range | Rooftop On-Grid Solar 50kW Mid Range | 50 | Installation & Commissioning (Labour Charges) |  | Rooftop On-Grid Solar 50kW Mid Range-Installation & Commissioning (Labour Charges)- | 2000 |  | Tinshed On grid Solar System 200kW Premium Range ¦ Vikram/Adan/premier Non DCR 585-610 Wp Topcon Bifacial , Sungrow/Growatt/Goodwee, Hot Dip Galvanized Iron (HDGI), Polycab/Havells/KEI, Reputed ISI mark
14 | Rooftop On-Grid Solar | 50kW | Mid Range | Rooftop On-Grid Solar 50kW Mid Range | 50 | Net Metering Charges |  | Rooftop On-Grid Solar 50kW Mid Range-Net Metering Charges - | 2000 | It varies as per state | Tinshed On grid Solar System 200kW Mid Range ¦ Saatvik/Gautam NON DCR 560-590 Wp Topcon bifacial, UTL, Galvanized Iron (GI), KEI, Reputed ISI mark
15 | Rooftop On-Grid Solar | 50kW | Economical | Rooftop On-Grid Solar 50kW Economical | 50 | Solar Panels | Blue bird/Loom Solar-590 wp topcon bifacial panels | Rooftop On-Grid Solar 50kW Economical-Solar Panels-Blue bird/Loom Solar-590 wp topcon bifacial panels | 13200 | Retail FOR Prices | Tinshed On grid Solar System 200kW Economical ¦ Blue bird/Loom Solar-590 wp topcon bifacial panels , K-Solar , Galvanized Iron (GI), KEI, Reputed ISI mark
16 | Rooftop On-Grid Solar | 50kW | Economical | Rooftop On-Grid Solar 50kW Economical | 50 | Solar Invertor - On Grid 3 phase 50 KW | K-Solar | Rooftop On-Grid Solar 50kW Economical-Solar Invertor - On Grid 3 phase 50 KW-K-Solar | 2700 |  | Rooftop On-Grid Solar 50kW High Performance ¦ Avaada Non DCR 720 Wp Topcon Bifacial , Growatt/Goodwee/Sungrow, Hot Dip Galvanized Iron (HDGI), Polycab/Havells, Reputed ISI mark
17 | Rooftop On-Grid Solar | 50kW | Economical | Rooftop On-Grid Solar 50kW Economical | 50 | Mounting Structure | Galvanized Iron (GI) | Rooftop On-Grid Solar 50kW Economical-Mounting Structure -Galvanized Iron (GI) | 2800 | for standard height structure | Rooftop On-Grid Solar 200kW High Performance ¦ Avaada Non DCR 720 Wp Topcon Bifacial , Growatt/Goodwee/Sungrow, Hot Dip Galvanized Iron (HDGI), Polycab/Havells, Reputed ISI mark
18 | Rooftop On-Grid Solar | 50kW | Economical | Rooftop On-Grid Solar 50kW Economical | 50 | AC & DC Cables | KEI | Rooftop On-Grid Solar 50kW Economical-AC & DC Cables-KEI | 1400 | Depends on routing/Height/LT panel location | Tinshed On grid Solar System 50kW High Performance ¦ Avaada Non DCR 720 Wp Topcon Bifacial , Sungrow/Growatt/Goodwee, Hot Dip Galvanized Iron (HDGI), Polycab/Havells/KEI, Reputed ISI mark
19 | Rooftop On-Grid Solar | 50kW | Economical | Rooftop On-Grid Solar 50kW Economical | 50 | Earthing, Cable Acceessories, Conduits, ACDB/DCDB, Cable tray, Signages, Safety Equipments etc | Reputed ISI mark | Rooftop On-Grid Solar 50kW Economical-Earthing, Cable Acceessories, Conduits, ACDB/DCDB, Cable tray, Signages, Safety Equipments etc -Reputed ISI mark | 800 | Can skip safety equipments/signages and use standard accessories | Tinshed On grid Solar System 200kW High Performance ¦ Avaada Non DCR 720 Wp Topcon Bifacial , Sungrow/Growatt/Goodwee, Hot Dip Galvanized Iron (HDGI), Polycab/Havells/KEI, Reputed ISI mark
20 | Rooftop On-Grid Solar | 50kW | Economical | Rooftop On-Grid Solar 50kW Economical | 50 | Installation & Commissioning (Labour Charges) |  | Rooftop On-Grid Solar 50kW Economical-Installation & Commissioning (Labour Charges)- | 2000 |  | ¦
21 | Rooftop On-Grid Solar | 50kW | Economical | Rooftop On-Grid Solar 50kW Economical | 50 | Net Metering Charges |  | Rooftop On-Grid Solar 50kW Economical-Net Metering Charges - | 2000 | It varies as per state
22 | Tinshed On grid Solar System | 50kW | Premium Range | Tinshed On grid Solar System 50kW Premium Range | 50 | Solar Panels | Vikram/Adani/premier Non DCR 585-610 Wp Topcon Bifacial | Tinshed On grid Solar System 50kW Premium Range-Solar Panels-Vikram/Adani/premier Non DCR 585-610 Wp Topcon Bifacial | 14400
23 | Tinshed On grid Solar System | 50kW | Premium Range | Tinshed On grid Solar System 50kW Premium Range | 50 | Solar Invertor - On Grid 3 phase 50 KW | Sungrow/Growatt/Goodwee | Tinshed On grid Solar System 50kW Premium Range-Solar Invertor - On Grid 3 phase 50 KW-Sungrow/Growatt/Goodwee | 2900
24 | Tinshed On grid Solar System | 50kW | Premium Range | Tinshed On grid Solar System 50kW Premium Range | 50 | Mounting Structure | Hot Dip Galvanized Iron (HDGI) | Tinshed On grid Solar System 50kW Premium Range-Mounting Structure -Hot Dip Galvanized Iron (HDGI) | 1000 | for low height on tinshade
25 | Tinshed On grid Solar System | 50kW | Premium Range | Tinshed On grid Solar System 50kW Premium Range | 50 | AC & DC Cables | Polycab/Havells/KEI | Tinshed On grid Solar System 50kW Premium Range-AC & DC Cables-Polycab/Havells/KEI | 1500 | Depends on routing/Height/LT panel location
26 | Tinshed On grid Solar System | 50kW | Premium Range | Tinshed On grid Solar System 50kW Premium Range | 50 | Earthing, Cable Acceessories, Conduits, ACDB/DCDB, Cable tray, Signages, Safety Equipments etc | Reputed ISI mark | Tinshed On grid Solar System 50kW Premium Range-Earthing, Cable Acceessories, Conduits, ACDB/DCDB, Cable tray, Signages, Safety Equipments etc -Reputed ISI mark | 1000
27 | Tinshed On grid Solar System | 50kW | Premium Range | Tinshed On grid Solar System 50kW Premium Range | 50 | Installation & Commissioning (Labour Charges) |  | Tinshed On grid Solar System 50kW Premium Range-Installation & Commissioning (Labour Charges)- | 1500
28 | Tinshed On grid Solar System | 50kW | Premium Range | Tinshed On grid Solar System 50kW Premium Range | 50 | Net Metering Charges |  | Tinshed On grid Solar System 50kW Premium Range-Net Metering Charges - | 2000 | It varies as per state
29 | Tinshed On grid Solar System | 50kW | Mid Range | Tinshed On grid Solar System 50kW Mid Range | 50 | Solar Panels | Saatvik/Gautam NON DCR 560-590 Wp Topcon bifacial | Tinshed On grid Solar System 50kW Mid Range-Solar Panels-Saatvik/Gautam NON DCR 560-590 Wp Topcon bifacial | 14000
30 | Tinshed On grid Solar System | 50kW | Mid Range | Tinshed On grid Solar System 50kW Mid Range | 50 | Solar Invertor - On Grid 3 phase 50 KW | UTL | Tinshed On grid Solar System 50kW Mid Range-Solar Invertor - On Grid 3 phase 50 KW-UTL | 2800
31 | Tinshed On grid Solar System | 50kW | Mid Range | Tinshed On grid Solar System 50kW Mid Range | 50 | Mounting Structure | Galvanized Iron (GI) | Tinshed On grid Solar System 50kW Mid Range-Mounting Structure -Galvanized Iron (GI) | 900 | for low height on tinshade
32 | Tinshed On grid Solar System | 50kW | Mid Range | Tinshed On grid Solar System 50kW Mid Range | 50 | AC & DC Cables | KEI | Tinshed On grid Solar System 50kW Mid Range-AC & DC Cables-KEI | 1400 | Depends on routing/Height/LT panel location
33 | Tinshed On grid Solar System | 50kW | Mid Range | Tinshed On grid Solar System 50kW Mid Range | 50 | Earthing, Cable Acceessories, Conduits, ACDB/DCDB, Cable tray, Signages, Safety Equipments etc | Reputed ISI mark | Tinshed On grid Solar System 50kW Mid Range-Earthing, Cable Acceessories, Conduits, ACDB/DCDB, Cable tray, Signages, Safety Equipments etc -Reputed ISI mark | 900
34 | Tinshed On grid Solar System | 50kW | Mid Range | Tinshed On grid Solar System 50kW Mid Range | 50 | Installation & Commissioning (Labour Charges) |  | Tinshed On grid Solar System 50kW Mid Range-Installation & Commissioning (Labour Charges)- | 1500
35 | Tinshed On grid Solar System | 50kW | Mid Range | Tinshed On grid Solar System 50kW Mid Range | 50 | Net Metering Charges |  | Tinshed On grid Solar System 50kW Mid Range-Net Metering Charges - | 2000 | It varies as per state
36 | Tinshed On grid Solar System | 50kW | Economical | Tinshed On grid Solar System 50kW Economical | 50 | Solar Panels | Blue bird/Loom Solar-590 wp topcon bifacial panels | Tinshed On grid Solar System 50kW Economical-Solar Panels-Blue bird/Loom Solar-590 wp topcon bifacial panels | 13200
37 | Tinshed On grid Solar System | 50kW | Economical | Tinshed On grid Solar System 50kW Economical | 50 | Solar Invertor - On Grid 3 phase 50 KW | K-Solar | Tinshed On grid Solar System 50kW Economical-Solar Invertor - On Grid 3 phase 50 KW-K-Solar | 2700
38 | Tinshed On grid Solar System | 50kW | Economical | Tinshed On grid Solar System 50kW Economical | 50 | Mounting Structure | Galvanized Iron (GI) | Tinshed On grid Solar System 50kW Economical-Mounting Structure -Galvanized Iron (GI) | 900 | for low height on tinshade
39 | Tinshed On grid Solar System | 50kW | Economical | Tinshed On grid Solar System 50kW Economical | 50 | AC & DC Cables | KEI | Tinshed On grid Solar System 50kW Economical-AC & DC Cables-KEI | 1400 | Depends on routing/Height/LT panel location
40 | Tinshed On grid Solar System | 50kW | Economical | Tinshed On grid Solar System 50kW Economical | 50 | Earthing, Cable Acceessories, Conduits, ACDB/DCDB, Cable tray, Signages, Safety Equipments etc | Reputed ISI mark | Tinshed On grid Solar System 50kW Economical-Earthing, Cable Acceessories, Conduits, ACDB/DCDB, Cable tray, Signages, Safety Equipments etc -Reputed ISI mark | 800 | Can skip safety equipments/signages and use standard accessories
41 | Tinshed On grid Solar System | 50kW | Economical | Tinshed On grid Solar System 50kW Economical | 50 | Installation & Commissioning (Labour Charges) |  | Tinshed On grid Solar System 50kW Economical-Installation & Commissioning (Labour Charges)- | 1500
42 | Tinshed On grid Solar System | 50kW | Economical | Tinshed On grid Solar System 50kW Economical | 50 | Net Metering Charges |  | Tinshed On grid Solar System 50kW Economical-Net Metering Charges - | 2000 | It varies as per state
43 | Rooftop On-Grid Solar | 200kW | Premium Range | Rooftop On-Grid Solar 200kW Premium Range | 200 | Solar Panels | Vikram/Adani/Premier Non DCR 585-610 Wp Topcon Bifacial | Rooftop On-Grid Solar 200kW Premium Range-Solar Panels-Vikram/Adani/Premier Non DCR 585-610 Wp Topcon Bifacial | 14200
44 | Rooftop On-Grid Solar | 200kW | Premium Range | Rooftop On-Grid Solar 200kW Premium Range | 200 | Solar Invertor - On Grid 3 phase - 100 KW- 2 Nos | Growatt/Goodwee/Sungrow | Rooftop On-Grid Solar 200kW Premium Range-Solar Invertor - On Grid 3 phase - 100 KW- 2 Nos-Growatt/Goodwee/Sungrow | 2500
45 | Rooftop On-Grid Solar | 200kW | Premium Range | Rooftop On-Grid Solar 200kW Premium Range | 200 | Mounting Structure | Hot Dip Galvanized Iron (HDGI) | Rooftop On-Grid Solar 200kW Premium Range-Mounting Structure -Hot Dip Galvanized Iron (HDGI) | 2500 | for standard height structure
46 | Rooftop On-Grid Solar | 200kW | Premium Range | Rooftop On-Grid Solar 200kW Premium Range | 200 | AC & DC Cables | Polycab/Havells | Rooftop On-Grid Solar 200kW Premium Range-AC & DC Cables-Polycab/Havells | 1200 | Depends on routing/Height/LT panel location
47 | Rooftop On-Grid Solar | 200kW | Premium Range | Rooftop On-Grid Solar 200kW Premium Range | 200 | Earthing, Cable Acceessories, Conduits, ACDB/DCDB, Cable tray, Signages, Safety Equipments etc | Reputed ISI mark | Rooftop On-Grid Solar 200kW Premium Range-Earthing, Cable Acceessories, Conduits, ACDB/DCDB, Cable tray, Signages, Safety Equipments etc -Reputed ISI mark | 900
48 | Rooftop On-Grid Solar | 200kW | Premium Range | Rooftop On-Grid Solar 200kW Premium Range | 200 | Installation & Commissioning (Labour Charges) |  | Rooftop On-Grid Solar 200kW Premium Range-Installation & Commissioning (Labour Charges)- | 1200
49 | Rooftop On-Grid Solar | 200kW | Premium Range | Rooftop On-Grid Solar 200kW Premium Range | 200 | Net Metering Charges |  | Rooftop On-Grid Solar 200kW Premium Range-Net Metering Charges - | 1800 | It varies as per state
50 | Rooftop On-Grid Solar | 200kW | Mid Range | Rooftop On-Grid Solar 200kW Mid Range | 200 | Solar Panels | Saatvik/Gautam NON DCR 560-590 Wp Topcon bifacial | Rooftop On-Grid Solar 200kW Mid Range-Solar Panels-Saatvik/Gautam NON DCR 560-590 Wp Topcon bifacial | 13900
51 | Rooftop On-Grid Solar | 200kW | Mid Range | Rooftop On-Grid Solar 200kW Mid Range | 200 | Solar Invertor - On Grid 3 phase - 100 KW- 2 Nos | UTL | Rooftop On-Grid Solar 200kW Mid Range-Solar Invertor - On Grid 3 phase - 100 KW- 2 Nos-UTL | 2400
52 | Rooftop On-Grid Solar | 200kW | Mid Range | Rooftop On-Grid Solar 200kW Mid Range | 200 | Mounting Structure | Galvanized Iron (GI) | Rooftop On-Grid Solar 200kW Mid Range-Mounting Structure -Galvanized Iron (GI) | 2400 | for standard height structure
53 | Rooftop On-Grid Solar | 200kW | Mid Range | Rooftop On-Grid Solar 200kW Mid Range | 200 | AC & DC Cables | KEI | Rooftop On-Grid Solar 200kW Mid Range-AC & DC Cables-KEI | 1100 | Depends on routing/Height/LT panel location
54 | Rooftop On-Grid Solar | 200kW | Mid Range | Rooftop On-Grid Solar 200kW Mid Range | 200 | Earthing, Cable Acceessories, Conduits, ACDB/DCDB, Cable tray, Signages, Safety Equipments etc | Reputed ISI mark | Rooftop On-Grid Solar 200kW Mid Range-Earthing, Cable Acceessories, Conduits, ACDB/DCDB, Cable tray, Signages, Safety Equipments etc -Reputed ISI mark | 800
55 | Rooftop On-Grid Solar | 200kW | Mid Range | Rooftop On-Grid Solar 200kW Mid Range | 200 | Installation & Commissioning (Labour Charges) |  | Rooftop On-Grid Solar 200kW Mid Range-Installation & Commissioning (Labour Charges)- | 1200
56 | Rooftop On-Grid Solar | 200kW | Mid Range | Rooftop On-Grid Solar 200kW Mid Range | 200 | Net Metering Charges |  | Rooftop On-Grid Solar 200kW Mid Range-Net Metering Charges - | 1800 | It varies as per state
57 | Rooftop On-Grid Solar | 200kW | Economical | Rooftop On-Grid Solar 200kW Economical | 200 | Solar Panels | Blue bird/Loom Solar-590 wp topcon bifacial panels | Rooftop On-Grid Solar 200kW Economical-Solar Panels-Blue bird/Loom Solar-590 wp topcon bifacial panels | 13000
58 | Rooftop On-Grid Solar | 200kW | Economical | Rooftop On-Grid Solar 200kW Economical | 200 | Solar Invertor - On Grid 3 phase - 100 KW- 2 Nos | K-Solar | Rooftop On-Grid Solar 200kW Economical-Solar Invertor - On Grid 3 phase - 100 KW- 2 Nos-K-Solar | 2300
59 | Rooftop On-Grid Solar | 200kW | Economical | Rooftop On-Grid Solar 200kW Economical | 200 | Mounting Structure | Galvanized Iron (GI) | Rooftop On-Grid Solar 200kW Economical-Mounting Structure -Galvanized Iron (GI) | 2400 | for standard height structure
60 | Rooftop On-Grid Solar | 200kW | Economical | Rooftop On-Grid Solar 200kW Economical | 200 | AC & DC Cables | KEI | Rooftop On-Grid Solar 200kW Economical-AC & DC Cables-KEI | 1100 | Depends on routing/Height/LT panel location
61 | Rooftop On-Grid Solar | 200kW | Economical | Rooftop On-Grid Solar 200kW Economical | 200 | Earthing, Cable Acceessories, Conduits, ACDB/DCDB, Cable tray, Signages, Safety Equipments etc | Reputed ISI mark | Rooftop On-Grid Solar 200kW Economical-Earthing, Cable Acceessories, Conduits, ACDB/DCDB, Cable tray, Signages, Safety Equipments etc -Reputed ISI mark | 600 | Can skip safety equipments/signages and use standard accessories
62 | Rooftop On-Grid Solar | 200kW | Economical | Rooftop On-Grid Solar 200kW Economical | 200 | Installation & Commissioning (Labour Charges) |  | Rooftop On-Grid Solar 200kW Economical-Installation & Commissioning (Labour Charges)- | 1200
63 | Rooftop On-Grid Solar | 200kW | Economical | Rooftop On-Grid Solar 200kW Economical | 200 | Net Metering Charges |  | Rooftop On-Grid Solar 200kW Economical-Net Metering Charges - | 1800 | It varies as per state
64 | Tinshed On grid Solar System | 200kW | Premium Range | Tinshed On grid Solar System 200kW Premium Range | 200 | Solar Panels | Vikram/Adan/premier Non DCR 585-610 Wp Topcon Bifacial | Tinshed On grid Solar System 200kW Premium Range-Solar Panels-Vikram/Adan/premier Non DCR 585-610 Wp Topcon Bifacial | 14200
65 | Tinshed On grid Solar System | 200kW | Premium Range | Tinshed On grid Solar System 200kW Premium Range | 200 | Solar Invertor - On Grid 3 phase - 100 KW- 2 Nos | Sungrow/Growatt/Goodwee | Tinshed On grid Solar System 200kW Premium Range-Solar Invertor - On Grid 3 phase - 100 KW- 2 Nos-Sungrow/Growatt/Goodwee | 2500
66 | Tinshed On grid Solar System | 200kW | Premium Range | Tinshed On grid Solar System 200kW Premium Range | 200 | Mounting Structure | Hot Dip Galvanized Iron (HDGI) | Tinshed On grid Solar System 200kW Premium Range-Mounting Structure -Hot Dip Galvanized Iron (HDGI) | 800 | for low height on tinshade
67 | Tinshed On grid Solar System | 200kW | Premium Range | Tinshed On grid Solar System 200kW Premium Range | 200 | AC & DC Cables | Polycab/Havells/KEI | Tinshed On grid Solar System 200kW Premium Range-AC & DC Cables-Polycab/Havells/KEI | 1200 | Depends on routing/Height/LT panel location
68 | Tinshed On grid Solar System | 200kW | Premium Range | Tinshed On grid Solar System 200kW Premium Range | 200 | Earthing, Cable Acceessories, Conduits, ACDB/DCDB, Cable tray, Signages, Safety Equipments etc | Reputed ISI mark | Tinshed On grid Solar System 200kW Premium Range-Earthing, Cable Acceessories, Conduits, ACDB/DCDB, Cable tray, Signages, Safety Equipments etc -Reputed ISI mark | 900
69 | Tinshed On grid Solar System | 200kW | Premium Range | Tinshed On grid Solar System 200kW Premium Range | 200 | Installation & Commissioning (Labour Charges) |  | Tinshed On grid Solar System 200kW Premium Range-Installation & Commissioning (Labour Charges)- | 1000
70 | Tinshed On grid Solar System | 200kW | Premium Range | Tinshed On grid Solar System 200kW Premium Range | 200 | Net Metering Charges |  | Tinshed On grid Solar System 200kW Premium Range-Net Metering Charges - | 1800 | It varies as per state
71 | Tinshed On grid Solar System | 200kW | Mid Range | Tinshed On grid Solar System 200kW Mid Range | 200 | Solar Panels | Saatvik/Gautam NON DCR 560-590 Wp Topcon bifacial | Tinshed On grid Solar System 200kW Mid Range-Solar Panels-Saatvik/Gautam NON DCR 560-590 Wp Topcon bifacial | 13900
72 | Tinshed On grid Solar System | 200kW | Mid Range | Tinshed On grid Solar System 200kW Mid Range | 200 | Solar Invertor - On Grid 3 phase - 100 KW- 2 Nos | UTL | Tinshed On grid Solar System 200kW Mid Range-Solar Invertor - On Grid 3 phase - 100 KW- 2 Nos-UTL | 2400
73 | Tinshed On grid Solar System | 200kW | Mid Range | Tinshed On grid Solar System 200kW Mid Range | 200 | Mounting Structure | Galvanized Iron (GI) | Tinshed On grid Solar System 200kW Mid Range-Mounting Structure -Galvanized Iron (GI) | 700 | for low height on tinshade
74 | Tinshed On grid Solar System | 200kW | Mid Range | Tinshed On grid Solar System 200kW Mid Range | 200 | AC & DC Cables | KEI | Tinshed On grid Solar System 200kW Mid Range-AC & DC Cables-KEI | 1100 | Depends on routing/Height/LT panel location
75 | Tinshed On grid Solar System | 200kW | Mid Range | Tinshed On grid Solar System 200kW Mid Range | 200 | Earthing, Cable Acceessories, Conduits, ACDB/DCDB, Cable tray, Signages, Safety Equipments etc | Reputed ISI mark | Tinshed On grid Solar System 200kW Mid Range-Earthing, Cable Acceessories, Conduits, ACDB/DCDB, Cable tray, Signages, Safety Equipments etc -Reputed ISI mark | 800
76 | Tinshed On grid Solar System | 200kW | Mid Range | Tinshed On grid Solar System 200kW Mid Range | 200 | Installation & Commissioning (Labour Charges) |  | Tinshed On grid Solar System 200kW Mid Range-Installation & Commissioning (Labour Charges)- | 1000
77 | Tinshed On grid Solar System | 200kW | Mid Range | Tinshed On grid Solar System 200kW Mid Range | 200 | Net Metering Charges |  | Tinshed On grid Solar System 200kW Mid Range-Net Metering Charges - | 1800 | It varies as per state
78 | Tinshed On grid Solar System | 200kW | Economical | Tinshed On grid Solar System 200kW Economical | 200 | Solar Panels | Blue bird/Loom Solar-590 wp topcon bifacial panels | Tinshed On grid Solar System 200kW Economical-Solar Panels-Blue bird/Loom Solar-590 wp topcon bifacial panels | 13000
79 | Tinshed On grid Solar System | 200kW | Economical | Tinshed On grid Solar System 200kW Economical | 200 | Solar Invertor - On Grid 3 phase - 100 KW- 2 Nos | K-Solar | Tinshed On grid Solar System 200kW Economical-Solar Invertor - On Grid 3 phase - 100 KW- 2 Nos-K-Solar | 2300
80 | Tinshed On grid Solar System | 200kW | Economical | Tinshed On grid Solar System 200kW Economical | 200 | Mounting Structure | Galvanized Iron (GI) | Tinshed On grid Solar System 200kW Economical-Mounting Structure -Galvanized Iron (GI) | 700 | for low height on tinshade
81 | Tinshed On grid Solar System | 200kW | Economical | Tinshed On grid Solar System 200kW Economical | 200 | AC & DC Cables | KEI | Tinshed On grid Solar System 200kW Economical-AC & DC Cables-KEI | 1100 | Depends on routing/Height/LT panel location
82 | Tinshed On grid Solar System | 200kW | Economical | Tinshed On grid Solar System 200kW Economical | 200 | Earthing, Cable Acceessories, Conduits, ACDB/DCDB, Cable tray, Signages, Safety Equipments etc | Reputed ISI mark | Tinshed On grid Solar System 200kW Economical-Earthing, Cable Acceessories, Conduits, ACDB/DCDB, Cable tray, Signages, Safety Equipments etc -Reputed ISI mark | 800 | Can skip safety equipments/signages and use standard accessories
83 | Tinshed On grid Solar System | 200kW | Economical | Tinshed On grid Solar System 200kW Economical | 200 | Installation & Commissioning (Labour Charges) |  | Tinshed On grid Solar System 200kW Economical-Installation & Commissioning (Labour Charges)- | 1000
84 | Tinshed On grid Solar System | 200kW | Economical | Tinshed On grid Solar System 200kW Economical | 200 | Net Metering Charges |  | Tinshed On grid Solar System 200kW Economical-Net Metering Charges - | 1800 | It varies as per state
85 | Rooftop On-Grid Solar | 50kW | High Performance | Rooftop On-Grid Solar 50kW High Performance | 50 | Solar Panels | Avaada Non DCR 720 Wp Topcon Bifacial | Rooftop On-Grid Solar 50kW High Performance-Solar Panels-Avaada Non DCR 720 Wp Topcon Bifacial | 14600 | Retail FOR Prices
86 | Rooftop On-Grid Solar | 50kW | High Performance | Rooftop On-Grid Solar 50kW High Performance | 50 | Solar Invertor - On Grid 3 phase 50 KW | Growatt/Goodwee/Sungrow | Rooftop On-Grid Solar 50kW High Performance-Solar Invertor - On Grid 3 phase 50 KW-Growatt/Goodwee/Sungrow | 2900
87 | Rooftop On-Grid Solar | 50kW | High Performance | Rooftop On-Grid Solar 50kW High Performance | 50 | Mounting Structure | Hot Dip Galvanized Iron (HDGI) | Rooftop On-Grid Solar 50kW High Performance-Mounting Structure -Hot Dip Galvanized Iron (HDGI) | 3000 | for standard height structure
88 | Rooftop On-Grid Solar | 50kW | High Performance | Rooftop On-Grid Solar 50kW High Performance | 50 | AC & DC Cables | Polycab/Havells | Rooftop On-Grid Solar 50kW High Performance-AC & DC Cables-Polycab/Havells | 1500 | Depends on routing/Height/LT panel location
89 | Rooftop On-Grid Solar | 50kW | High Performance | Rooftop On-Grid Solar 50kW High Performance | 50 | Earthing, Cable Acceessories, Conduits, ACDB/DCDB, Cable tray, Signages, Safety Equipments etc | Reputed ISI mark | Rooftop On-Grid Solar 50kW High Performance-Earthing, Cable Acceessories, Conduits, ACDB/DCDB, Cable tray, Signages, Safety Equipments etc -Reputed ISI mark | 1000
90 | Rooftop On-Grid Solar | 50kW | High Performance | Rooftop On-Grid Solar 50kW High Performance | 50 | Installation & Commissioning (Labour Charges) |  | Rooftop On-Grid Solar 50kW High Performance-Installation & Commissioning (Labour Charges)- | 2000
91 | Rooftop On-Grid Solar | 50kW | High Performance | Rooftop On-Grid Solar 50kW High Performance | 50 | Net Metering Charges |  | Rooftop On-Grid Solar 50kW High Performance-Net Metering Charges - | 2000 | It varies as per state
92 | Rooftop On-Grid Solar | 200kW | High Performance | Rooftop On-Grid Solar 200kW High Performance | 200 | Solar Panels | Avaada Non DCR 720 Wp Topcon Bifacial | Rooftop On-Grid Solar 200kW High Performance-Solar Panels-Avaada Non DCR 720 Wp Topcon Bifacial | 14400
93 | Rooftop On-Grid Solar | 200kW | High Performance | Rooftop On-Grid Solar 200kW High Performance | 200 | Solar Invertor - On Grid 3 phase - 100 KW- 2 Nos | Growatt/Goodwee/Sungrow | Rooftop On-Grid Solar 200kW High Performance-Solar Invertor - On Grid 3 phase - 100 KW- 2 Nos-Growatt/Goodwee/Sungrow | 2500
94 | Rooftop On-Grid Solar | 200kW | High Performance | Rooftop On-Grid Solar 200kW High Performance | 200 | Mounting Structure | Hot Dip Galvanized Iron (HDGI) | Rooftop On-Grid Solar 200kW High Performance-Mounting Structure -Hot Dip Galvanized Iron (HDGI) | 2500 | for standard height structure
95 | Rooftop On-Grid Solar | 200kW | High Performance | Rooftop On-Grid Solar 200kW High Performance | 200 | AC & DC Cables | Polycab/Havells | Rooftop On-Grid Solar 200kW High Performance-AC & DC Cables-Polycab/Havells | 1200 | Depends on routing/Height/LT panel location
96 | Rooftop On-Grid Solar | 200kW | High Performance | Rooftop On-Grid Solar 200kW High Performance | 200 | Earthing, Cable Acceessories, Conduits, ACDB/DCDB, Cable tray, Signages, Safety Equipments etc | Reputed ISI mark | Rooftop On-Grid Solar 200kW High Performance-Earthing, Cable Acceessories, Conduits, ACDB/DCDB, Cable tray, Signages, Safety Equipments etc -Reputed ISI mark | 900
97 | Rooftop On-Grid Solar | 200kW | High Performance | Rooftop On-Grid Solar 200kW High Performance | 200 | Installation & Commissioning (Labour Charges) |  | Rooftop On-Grid Solar 200kW High Performance-Installation & Commissioning (Labour Charges)- | 1200
98 | Rooftop On-Grid Solar | 200kW | High Performance | Rooftop On-Grid Solar 200kW High Performance | 200 | Net Metering Charges |  | Rooftop On-Grid Solar 200kW High Performance-Net Metering Charges - | 1800 | It varies as per state
99 | Tinshed On grid Solar System | 50kW | High Performance | Tinshed On grid Solar System 50kW High Performance | 50 | Solar Panels | Avaada Non DCR 720 Wp Topcon Bifacial | Tinshed On grid Solar System 50kW High Performance-Solar Panels-Avaada Non DCR 720 Wp Topcon Bifacial | 14600
100 | Tinshed On grid Solar System | 50kW | High Performance | Tinshed On grid Solar System 50kW High Performance | 50 | Solar Invertor - On Grid 3 phase 50 KW | Sungrow/Growatt/Goodwee | Tinshed On grid Solar System 50kW High Performance-Solar Invertor - On Grid 3 phase 50 KW-Sungrow/Growatt/Goodwee | 2900
101 | Tinshed On grid Solar System | 50kW | High Performance | Tinshed On grid Solar System 50kW High Performance | 50 | Mounting Structure | Hot Dip Galvanized Iron (HDGI) | Tinshed On grid Solar System 50kW High Performance-Mounting Structure -Hot Dip Galvanized Iron (HDGI) | 1000 | for low height on tinshade
102 | Tinshed On grid Solar System | 50kW | High Performance | Tinshed On grid Solar System 50kW High Performance | 50 | AC & DC Cables | Polycab/Havells/KEI | Tinshed On grid Solar System 50kW High Performance-AC & DC Cables-Polycab/Havells/KEI | 1500 | Depends on routing/Height/LT panel location
103 | Tinshed On grid Solar System | 50kW | High Performance | Tinshed On grid Solar System 50kW High Performance | 50 | Earthing, Cable Acceessories, Conduits, ACDB/DCDB, Cable tray, Signages, Safety Equipments etc | Reputed ISI mark | Tinshed On grid Solar System 50kW High Performance-Earthing, Cable Acceessories, Conduits, ACDB/DCDB, Cable tray, Signages, Safety Equipments etc -Reputed ISI mark | 1000
104 | Tinshed On grid Solar System | 50kW | High Performance | Tinshed On grid Solar System 50kW High Performance | 50 | Installation & Commissioning (Labour Charges) |  | Tinshed On grid Solar System 50kW High Performance-Installation & Commissioning (Labour Charges)- | 1500
105 | Tinshed On grid Solar System | 50kW | High Performance | Tinshed On grid Solar System 50kW High Performance | 50 | Net Metering Charges |  | Tinshed On grid Solar System 50kW High Performance-Net Metering Charges - | 2000 | It varies as per state
106 | Tinshed On grid Solar System | 200kW | High Performance | Tinshed On grid Solar System 200kW High Performance | 200 | Solar Panels | Avaada Non DCR 720 Wp Topcon Bifacial | Tinshed On grid Solar System 200kW High Performance-Solar Panels-Avaada Non DCR 720 Wp Topcon Bifacial | 14400
107 | Tinshed On grid Solar System | 200kW | High Performance | Tinshed On grid Solar System 200kW High Performance | 200 | Solar Invertor - On Grid 3 phase - 100 KW- 2 Nos | Sungrow/Growatt/Goodwee | Tinshed On grid Solar System 200kW High Performance-Solar Invertor - On Grid 3 phase - 100 KW- 2 Nos-Sungrow/Growatt/Goodwee | 2500
108 | Tinshed On grid Solar System | 200kW | High Performance | Tinshed On grid Solar System 200kW High Performance | 200 | Mounting Structure | Hot Dip Galvanized Iron (HDGI) | Tinshed On grid Solar System 200kW High Performance-Mounting Structure -Hot Dip Galvanized Iron (HDGI) | 800 | for low height on tinshade
109 | Tinshed On grid Solar System | 200kW | High Performance | Tinshed On grid Solar System 200kW High Performance | 200 | AC & DC Cables | Polycab/Havells/KEI | Tinshed On grid Solar System 200kW High Performance-AC & DC Cables-Polycab/Havells/KEI | 1200 | Depends on routing/Height/LT panel location
110 | Tinshed On grid Solar System | 200kW | High Performance | Tinshed On grid Solar System 200kW High Performance | 200 | Earthing, Cable Acceessories, Conduits, ACDB/DCDB, Cable tray, Signages, Safety Equipments etc | Reputed ISI mark | Tinshed On grid Solar System 200kW High Performance-Earthing, Cable Acceessories, Conduits, ACDB/DCDB, Cable tray, Signages, Safety Equipments etc -Reputed ISI mark | 900
111 | Tinshed On grid Solar System | 200kW | High Performance | Tinshed On grid Solar System 200kW High Performance | 200 | Installation & Commissioning (Labour Charges) |  | Tinshed On grid Solar System 200kW High Performance-Installation & Commissioning (Labour Charges)- | 1000
112 | Tinshed On grid Solar System | 200kW | High Performance | Tinshed On grid Solar System 200kW High Performance | 200 | Net Metering Charges |  | Tinshed On grid Solar System 200kW High Performance-Net Metering Charges - | 1800 | It varies as per state

## State Rates
State/Union Territory | DISCOM | Remark+Source | YourRate (/kWh) |  | MyRate (/kWh) |  | Average | Peak Rate | Remarks | Rooftop % Sanctioned Load - C&I | Rooftop % Sanctioned Load - Residential | LT | LT-PER | HT-PER | Max Capacity (Kw) | Policy Link
Andaman & Nicobar | Electricity Department A&N Administration | Plausible for commercial island supply (higher fuel/peaking costs). Verify A&N tariff order: ACBill summary used. https://acbillcalculator.in/electricity-rates. [oai_citation:1‚Ä°AC Bill Calculator](https://acbillcalculator.in/electricity-rates?utm_source=chatgpt.com) | 8.5 | 10 | 8 | 9.5 | 8.75 | 10 |  | 100%
Andhra Pradesh | APEPDCL / APSPDCL | Many LT commercial slabs lower; HT/large-commercial can reach upper band. See APSPDCL/APEPDCL tariff summaries via ACBill/NOBROKER. https://acbillcalculator.in/electricity-rates. [oai_citation:2‚Ä°AC Bill Calculator](https://acbillcalculator.in/electricity-rates?utm_source=chatgpt.com) | 9 | 11.5 | 7.5 | 10 | 8.75 | 11.5 |  | 80% |  | 56 | 60 | 100 | 500 | https://emr.gatetrust.org/roof-top-solar-and-net-metering-regulations?utm_source=chatgpt.com
Arunachal Pradesh | Dept. of Power Govt. of Arunachal Pradesh | Band aligns with small-state commercial tariffs; check local tariff order (ACBill summary). https://acbillcalculator.in/electricity-rates. [oai_citation:3‚Ä°AC Bill Calculator](https://acbillcalculator.in/electricity-rates?utm_source=chatgpt.com) | 6 | 7.5 | 6 | 7.5 | 6.75 | 7.5 |  | 80%
Assam | Assam Power Distribution Co. Ltd. (APDCL) | Upper-end plausible; many LT commercial slabs are slightly lower ‚Äî check APDCL tariff PDF via ACBill. https://acbillcalculator.in/electricity-rates. [oai_citation:4‚Ä°AC Bill Calculator](https://acbillcalculator.in/electricity-rates?utm_source=chatgpt.com) | 8.5 | 10 | 7.5 | 9.5 | 8.5 | 10 |  | 80%
Bihar | NBPDCL / SBPDCL | Typical LT commercial often lower; HT/large customers can be in your band. Use state tariff order for exact slab. https://acbillcalculator.in/electricity-rates. [oai_citation:5‚Ä°AC Bill Calculator](https://acbillcalculator.in/electricity-rates?utm_source=chatgpt.com) | 9 | 11 | 7.5 | 10 | 8.75 | 11 |  | 100%
Chandigarh | Electricity Wing UT of Chandigarh | Plausible for commercial slabs; verify with UT tariff order. https://acbillcalculator.in/electricity-rates. [oai_citation:6‚Ä°AC Bill Calculator](https://acbillcalculator.in/electricity-rates?utm_source=chatgpt.com) | 8 | 9.5 | 7.5 | 9 | 8.25 | 9.5 |  | 80%
Chhattisgarh | CSPDCL | Commercial varies by voltage; your band fits upper LT/low HT categories. See ACBill summary / state order. https://acbillcalculator.in/electricity-rates. [oai_citation:7‚Ä°AC Bill Calculator](https://acbillcalculator.in/electricity-rates?utm_source=chatgpt.com) | 8.5 | 10.5 | 8 | 10 | 9 | 10.5 |  | 100%
Dadra & Nagar Haveli & Daman & Diu | DNH Power Distribution Corp Ltd. | Plausible for typical commercial; island/union-territory premium applies. See ACBill/t-esco. [oai_citation:8‚Ä°AC Bill Calculator](https://acbillcalculator.in/electricity-rates?utm_source=chatgpt.com) | 7.5 | 9 | 7 | 8.75 | 7.875 | 9 |  | 80%
Delhi | TPDDL / BRPL / BYPL | Your range overestimates typical LT commercial. Many commercial slabs fall ~6‚Äì9; your upper band applies to special/fully-loaded cases. See NoBroker summary for Delhi commercial rates. https://www.nobroker.in/blog/commercial-electricity-rate-in-delhi/. [oai_citation:9‚Ä°NoBroker](https://www.nobroker.in/blog/commercial-electricity-rate-in-delhi/?utm_source=chatgpt.com) | 10.5 | 13 | 7 | 9 | 8 | 13 |  | 100%
Goa | Electricity Department Govt. of Goa | Plausible; verify local tariff order for exact LT/HT split. Source: ACBill summary. https://acbillcalculator.in/electricity-rates. [oai_citation:10‚Ä°AC Bill Calculator](https://acbillcalculator.in/electricity-rates?utm_source=chatgpt.com) | 7 | 9 | 7 | 8.75 | 7.875 | 9 |  | 100%
Gujarat | UGVCL/DGVCL/MGVCL/PGVCL/Torrent/Adani | Commercial ranges vary; upper end plausible for certain areas (urban/privatised circles). Check GERC/Ma-DISCOM pages. https://acbillcalculator.in/electricity-rates. [oai_citation:11‚Ä°AC Bill Calculator](https://acbillcalculator.in/electricity-rates?utm_source=chatgpt.com) | 8 | 10 | 7.5 | 10 | 8.75 | 10 |  | 50%
Haryana | UHBVN / DHBVN | Most commercial slabs (LT) ~6.5‚Äì7.5; your range fits some HT/special categories. See UHBVN tariff PDF and NoBroker summary. https://www.uhbvn.org.in/staticContent/documents/Tariff.pdf. [oai_citation:12‚Ä°Uttar Haryana Bijli Vitran Nigam](https://www.uhbvn.org.in/staticContent/documents/Tariff.pdf?utm_source=chatgpt.com) | 8.5 | 11 | 6.5 | 9 | 7.75 | 11 |  | 100%
Himachal Pradesh | HPSEBL | Plausible for commercial categories. Verify HPSEBL tariff order. https://acbillcalculator.in/electricity-rates. [oai_citation:13‚Ä°AC Bill Calculator](https://acbillcalculator.in/electricity-rates?utm_source=chatgpt.com) | 7 | 9 | 7 | 8.5 | 7.75 | 9 |  | 50%
Jammu & Kashmir | JPDCL / KPDCL | Plausible. Check J&K tariff order for LT vs HT splits. Source: ACBill / state orders. [oai_citation:14‚Ä°AC Bill Calculator](https://acbillcalculator.in/electricity-rates?utm_source=chatgpt.com) | 7.5 | 9.5 | 7 | 9 | 8 | 9.5 |  | 50%
Jharkhand | JBVNL | Plausible; many LT commercial slabs slightly lower. Verify with JBVNL tariff schedule. https://acbillcalculator.in/electricity-rates. [oai_citation:15‚Ä°AC Bill Calculator](https://acbillcalculator.in/electricity-rates?utm_source=chatgpt.com) | 8 | 9.5 | 7.5 | 9 | 8.25 | 9.5 |  | 100%
Karnataka | BESCOM/HESCOM/GESCOM/CESCOM/MESCOM | Your range is high for typical LT commercial ‚Äî most LT commercial slabs are ~7‚Äì9; HT large consumers reach higher. See KERC/BESCOM summaries (ACBill). [oai_citation:16‚Ä°AC Bill Calculator](https://acbillcalculator.in/electricity-rates?utm_source=chatgpt.com) | 9.5 | 12 | 7.5 | 9.5 | 8.5 | 12 |  | 100%
Kerala | KSEB | Upper-end plausible; many LT commercial slabs fall slightly lower. Use KSEB tariff order for exact slab. https://acbillcalculator.in/electricity-rates. [oai_citation:17‚Ä°AC Bill Calculator](https://acbillcalculator.in/electricity-rates?utm_source=chatgpt.com) | 8.5 | 10.5 | 7.5 | 9.5 | 8.5 | 10.5 |  | 100%
Ladakh | Power Development Dept Ladakh | Remote supply premium ‚Äî plausible. Check local order. https://acbillcalculator.in/electricity-rates. [oai_citation:18‚Ä°AC Bill Calculator](https://acbillcalculator.in/electricity-rates?utm_source=chatgpt.com) | 7 | 9 | 7 | 8.5 | 7.75 | 9 |  | 100%
Lakshadweep | Lakshadweep Electricity Dept. | Island premium makes these plausible. Verify Lakshadweep tariff notice. https://acbillcalculator.in/electricity-rates. [oai_citation:19‚Ä°AC Bill Calculator](https://acbillcalculator.in/electricity-rates?utm_source=chatgpt.com) | 8 | 9.5 | 7.5 | 9 | 8.25 | 9.5 |  | 100%
Madhya Pradesh | MPPoorva/MPMadhya/MPPaschim | Typical LT commercial often lower; HT/large users hit upper bound. See MP DISCOM tariff summaries. https://acbillcalculator.in/electricity-rates. [oai_citation:20‚Ä°AC Bill Calculator](https://acbillcalculator.in/electricity-rates?utm_source=chatgpt.com) | 9 | 11.5 | 8 | 10 | 9 | 11.5 |  | 100%
Maharashtra | MSEDCL / Adani / Tata / BEST | Mixed: many LT commercial slabs are below 11; however some fully-loaded/industrial/peak categories reach ~12+. Use MERC/MSEDCL and NoBroker summary. https://www.nobroker.in/blog/commercial-electricity-rate-per-unit-in-maharashtra/. [oai_citation:21‚Ä°NoBroker](https://www.nobroker.in/blog/commercial-electricity-rate-per-unit-in-maharashtra/?utm_source=chatgpt.com) | 11 | 14.5 | 8 | 12 | 10 | 14.5 |  | 100%
Manipur | MSPDCL | Plausible; verify MSPDCL tariff order. https://acbillcalculator.in/electricity-rates. [oai_citation:22‚Ä°AC Bill Calculator](https://acbillcalculator.in/electricity-rates?utm_source=chatgpt.com) | 7.5 | 9 | 7 | 8.75 | 7.875 | 9 |  | 100%
Meghalaya | MePDCL | Plausible, slightly lower typical commercial. Check MePDCL tariff. https://acbillcalculator.in/electricity-rates. [oai_citation:23‚Ä°AC Bill Calculator](https://acbillcalculator.in/electricity-rates?utm_source=chatgpt.com) | 7 | 8.5 | 6.75 | 8.25 | 7.5 | 8.5 |  | 100%
Mizoram | Power & Electricity Dept. Govt. of Mizoram | Plausible. See state tariff order / ACBill summary. https://acbillcalculator.in/electricity-rates. [oai_citation:24‚Ä°AC Bill Calculator](https://acbillcalculator.in/electricity-rates?utm_source=chatgpt.com) | 7 | 8.5 | 6.75 | 8.25 | 7.5 | 8.5 |  | 100%
Nagaland | Dept. of Power Nagaland | Plausible. Check local tariff schedule. https://acbillcalculator.in/electricity-rates. [oai_citation:25‚Ä°AC Bill Calculator](https://acbillcalculator.in/electricity-rates?utm_source=chatgpt.com) | 7.5 | 9 | 7 | 8.75 | 7.875 | 9 |  | 100%
Odisha | TPCODL / TPNODL / TPWODL / TPSODL | Commercial ranges vary; your band plausible for some circles. Verify respective OERC/DISCOM orders. https://acbillcalculator.in/electricity-rates. [oai_citation:26‚Ä°AC Bill Calculator](https://acbillcalculator.in/electricity-rates?utm_source=chatgpt.com) | 8 | 10 | 7.5 | 9.5 | 8.5 | 10 |  | 100%
Puducherry | Electricity Dept Govt. of Puducherry | Plausible. Check Puducherry tariff order. https://acbillcalculator.in/electricity-rates. [oai_citation:27‚Ä°AC Bill Calculator](https://acbillcalculator.in/electricity-rates?utm_source=chatgpt.com) | 8.5 | 10 | 8 | 9.5 | 8.75 | 10 |  | 80%
Punjab | PSPCL | Upper-end fits larger commercial; many LT commercial slabs lower. Use PSPCL tariff order / ACBill. https://acbillcalculator.in/electricity-rates. [oai_citation:28‚Ä°AC Bill Calculator](https://acbillcalculator.in/electricity-rates?utm_source=chatgpt.com) | 9 | 11 | 7.5 | 10 | 8.5 | 11 | changed average to 8.5 after discussing with Himanshu Sharma on 26th Sept. 2025 | 80%
Rajasthan | JVVNL / AVVNL / JdVVNL | State proposals show some low-slab relief; typical commercial often lower than your lower bound. See RERC/press and ACBill. https://acbillcalculator.in/electricity-rates. [oai_citation:29‚Ä°AC Bill Calculator](https://acbillcalculator.in/electricity-rates?utm_source=chatgpt.com) | 9.5 | 12 | 7.5 | 10.5 | 9 | 12 |  | 80%
Sikkim | Energy & Power Dept Govt. of Sikkim | Accurate / plausible for commercial slabs. Verify Sikkim tariff order. https://acbillcalculator.in/electricity-rates. [oai_citation:30‚Ä°AC Bill Calculator](https://acbillcalculator.in/electricity-rates?utm_source=chatgpt.com) | 6.5 | 8 | 6.5 | 7.75 | 7.125 | 8 |  | 80%
Tamil Nadu | TANGEDCO | Overestimate for typical LT commercial; many commercial slabs ~6‚Äì9. Use TNERC/TANGEDCO orders and NoBroker summary. https://www.nobroker.in/blog/commercial-electricity-rate-per-unit-in-tamilnadu/. [oai_citation:31‚Ä°NoBroker](https://www.nobroker.in/blog/commercial-electricity-rate-per-unit-in-tamilnadu/?utm_source=chatgpt.com) | 10 | 12.5 | 6.5 | 9 | 7.75 | 12.5 |  | 80%
Telangana | TSSPDCL / TSNPDCL | Your range is high for many LT commercial slabs; typical LT commercial often lower. Use TSERC/DISCOM orders. https://acbillcalculator.in/electricity-rates. [oai_citation:32‚Ä°AC Bill Calculator](https://acbillcalculator.in/electricity-rates?utm_source=chatgpt.com) | 10 | 12 | 6.5 | 9 | 7.75 | 12 |  | 80% |  | 75 | 80 | 80 | 500 | https://www.mercomindia.com/telangana-regulator-issues-rooftop-solar-regulations-2025?utm_source=chatgpt.com | 1
Tripura | TSECL | Plausible. Check TSECL tariff schedule. https://acbillcalculator.in/electricity-rates. [oai_citation:33‚Ä°AC Bill Calculator](https://acbillcalculator.in/electricity-rates?utm_source=chatgpt.com) | 8 | 9.5 | 7.5 | 9 | 8.25 | 9.5 |  | 80%
Uttar Pradesh | UPPCL (PVVNL/MVVNL/DVVNL/PuVVNL) | HT/large-commercial can reach your band; many LT commercial slabs are in lower band (see UP tariff table). Source: NoBroker/UP tariff summary. https://www.nobroker.in/blog/commercial-electricity-rates-in-up/. [oai_citation:34‚Ä°NoBroker](https://www.nobroker.in/blog/commercial-electricity-rates-in-up/?utm_source=chatgpt.com) | 9.5 | 12.5 | 7.5 | 9.5 | 8.5 | 12.5 |  | 80%
Uttarakhand | UPCL | Plausible; check UPCL tariff order. https://acbillcalculator.in/electricity-rates. [oai_citation:35‚Ä°AC Bill Calculator](https://acbillcalculator.in/electricity-rates?utm_source=chatgpt.com) | 8 | 9.5 | 7.5 | 9 | 8.25 | 9.5 |  | 80%
West Bengal | WBSEDCL / CESC (Kolkata) | Many commercial slabs around 7‚Äì9; your band covers upper cases. See WBSEDCL/CESC summaries and NoBroker article. https://www.nobroker.in/blog/commercial-electricity-rate-per-unit-in-wbsedcl/. [oai_citation:36‚Ä°NoBroker](https://www.nobroker.in/blog/commercial-electricity-rate-per-unit-in-wbsedcl/?utm_source=chatgpt.com) | 8.5 | 10.5 | 7.5 | 9.5 | 8.5 | 10.5 |  | 80%

## State Regulations
State/Union Territory | DISCOM | Remark+Source | Option | Slug | Rooftop % Sanctioned Load - C&I | Rooftop % Sanctioned Load - Residential | Min | Max | Meter Type | Policy Link |  | Mandatory - Residential | Mandatory Requirements - All Solar
Andaman & Nicobar | Electricity Department A&N Administration | Plausible for commercial island supply (higher fuel/peaking costs). Verify A&N tariff order: ACBill summary used. https://acbillcalculator.in/electricity-rates. [oai_citation:1‚Ä°AC Bill Calculator](https://acbillcalculator.in/electricity-rates?utm_source=chatgpt.com) | General | Andaman & Nicobar -- General | 100%
Andhra Pradesh | APEPDCL / APSPDCL / APCPDCL | APERC (Grid Interactive Solar Rooftop PV Systems) Regulation 2023 (Regulation 4/2023); Net metering cap reduced from 1 MW to 500 kW in 2023; Transformer loading: 80% ​ | Net-Metering | Andhra Pradesh -- Net-Metering | 80% | 100% | 1 | 500 | Bi-directional (Smart meter as per CEA standards) ​ | https://aperc.gov.in/admin/upload/FinalOrderdated22.02.2024onSRTPVRegulation.pdf.pdf | 2023 | No mandatory provisions for residential solar found ​ | Commercial: APECBC (2019) mandatory for buildings with plot area >1000 sq m or built-up area >2000 sq m; Mandatory for all multiplexes, hospitals, hotels, convention centers regardless of size; ECBC encourages renewable energy integration (not strict kW mandate) ​; Govt: PM Surya Ghar target 10 lakh households; 100% SGST reimbursement on residential/govt rooftop projects ​
Andhra Pradesh | APEPDCL / APSPDCL / APCPDCL | Same APERC 2023 regulations; Gross metering cap increased from 1 MW to 5 MW ​ | Gross-Metering | Andhra Pradesh -- Gross-Metering | 80% | 100% | 1 | 5000 | Generation Meter (Gross) + Consumer Meter ​ | https://aperc.gov.in/admin/upload/FinalOrderdated22.02.2024onSRTPVRegulation.pdf.pdf | 2023 | Same as above | Same as above ​
Andhra Pradesh | APEPDCL / APSPDCL / APCPDCL | Proposed First Amendment (August 2025) introduces virtual net metering for housing societies/groups; Export through gross meter; Members share energy per ownership; Net import at retail tariff, surplus at feed-in tariff ​ | Virtual-Net-Metering (Proposed) | Andhra Pradesh -- Virtual-Net-Metering (Proposed) | 80% | 100% | 10 | 100 | Distribution (Gross meter at generation point) ​ | https://www.mercomindia.com/andhra-pradesh-virtual-net-metering | 2025 (Draft) | Same as above | DER aggregators to be allowed under commercial agreements with DISCOMs ​
Andhra Pradesh | APEPDCL / APSPDCL / APCPDCL | Proposed First Amendment (August 2025) introduces group net metering for individual consumers with multiple connections; Offset consumption across connections; Minimum 5 kW ​ | Group-Net-Metering (Proposed) | Andhra Pradesh -- Group-Net-Metering (Proposed) | 80% | 100% | 5 | 100 | Distribution (Multiple service connections) ​ | https://www.mercomindia.com/andhra-pradesh-virtual-net-metering | 2025 (Draft) | Same as above | Same as above
Arunachal Pradesh | Dept. of Power Govt. of Arunachal Pradesh | Band aligns with small-state commercial tariffs; check local tariff order (ACBill summary). https://acbillcalculator.in/electricity-rates. [oai_citation:3‚Ä°AC Bill Calculator](https://acbillcalculator.in/electricity-rates?utm_source=chatgpt.com) | General | Arunachal Pradesh -- General | 80%
Assam | Assam Power Distribution Co. Ltd. (APDCL) | Upper-end plausible; many LT commercial slabs are slightly lower ‚Äî check APDCL tariff PDF via ACBill. https://acbillcalculator.in/electricity-rates. [oai_citation:4‚Ä°AC Bill Calculator](https://acbillcalculator.in/electricity-rates?utm_source=chatgpt.com) | General | Assam -- General | 80%
Bihar | NBPDCL / SBPDCL | Typical LT commercial often lower; HT/large customers can be in your band. Use state tariff order for exact slab. https://acbillcalculator.in/electricity-rates. [oai_citation:5‚Ä°AC Bill Calculator](https://acbillcalculator.in/electricity-rates?utm_source=chatgpt.com) | General | Bihar -- General | 100%
Chandigarh | Electricity Wing, UT Engineering Dept | JERC (Solar PV Grid Interactive System based on Net Metering) Regulations 2015 - Net metering for consumers with sanctioned load ≤5 kW; Net billing for >5 kW (except agriculture) ​ | Net-Metering | Chandigarh -- Net-Metering | 100% | 100% | 1 | 5 | Bi-directional | https://www.solarchandigarh.com/docs/Solar%20Power%20Generation%20Regulations2015.pdf | 2015 | Yes - Mandatory for residential plots ≥250 square yards (10 marla); Previously 500 sq yards (1 kanal) till 2024 ​ | Residential: Plots ≥250 sq yards: Mandatory (new amendment 2024-25); Plots ≥500 sq yards: 1 kWp (500-999 sq yd) or higher capacity for larger plots ​; Govt Buildings: Mandatory; 110 govt schools already installed ​; RESCO Model: Available at Rs. 3.23/unit for 22.5 year BOT period ​
Chandigarh | Electricity Wing, UT Engineering Dept | Same JERC 2015 regulations - Net billing for consumers with sanctioned load >5 kW (except agriculture who can opt for net metering at any capacity) ​ | Net-Billing | Chandigarh -- Net-Billing | 100% | 100% | 5 | 500 | Bi-directional | https://www.solarchandigarh.com/docs/Solar%20Power%20Generation%20Regulations2015.pdf | 2015 | Same as above ​ | Same as above ​
Chandigarh | Electricity Wing, UT Engineering Dept | JERC 2015 regulations allow gross metering; Tariff Rs. 4.88/kWh (for projects commissioned Sept 2019-March 2020); Earlier tariff Rs. 7.32/unit at 15% subsidy, Rs. 6.14/unit at 30% subsidy (2015-2018) ​ | Gross-Metering | Chandigarh -- Gross-Metering | 100% | 100% | 1 | 500 | Solar Meter (Gross) + Consumer Meter | https://www.solarchandigarh.com/docs/Solar%20Power%20Generation%20Regulations2015.pdf | 2015 | Same as above ​ | Same as above ​
Chandigarh | Electricity Wing, UT Engineering Dept | JERC 2015 regulations include Group Net-Metering provisions - surplus energy from one location can be adjusted at another service connection of same prosumer within UT Chandigarh ​ | Group-Net-Metering | Chandigarh -- Group-Net-Metering | 100% | 100% | 1 | 500 | Distribution (Bi-directional at multiple locations) | https://www.solarchandigarh.com/docs/Solar%20Power%20Generation%20Regulations2015.pdf | 2015 | Same as above ​ | Same as above
Chhattisgarh | CSPDCL | Commercial varies by voltage; your band fits upper LT/low HT categories. See ACBill summary / state order. https://acbillcalculator.in/electricity-rates. [oai_citation:7‚Ä°AC Bill Calculator](https://acbillcalculator.in/electricity-rates?utm_source=chatgpt.com) | General | Chhattisgarh -- General | 100%
Dadra & Nagar Haveli & Daman & Diu | DNH Power Distribution Corp Ltd. | Plausible for typical commercial; island/union-territory premium applies. See ACBill/t-esco. [oai_citation:8‚Ä°AC Bill Calculator](https://acbillcalculator.in/electricity-rates?utm_source=chatgpt.com) | General | Dadra & Nagar Haveli & Daman & Diu -- General | 80%
Delhi | TPDDL / BRPL / BYPL | Your range overestimates typical LT commercial. Many commercial slabs fall ~6‚Äì9; your upper band applies to special/fully-loaded cases. See NoBroker summary for Delhi commercial rates. https://www.nobroker.in/blog/commercial-electricity-rate-in-delhi/. [oai_citation:9‚Ä°NoBroker](https://www.nobroker.in/blog/commercial-electricity-rate-in-delhi/?utm_source=chatgpt.com) | General | Delhi -- General | 100%
Goa | Electricity Department Govt. of Goa | Plausible; verify local tariff order for exact LT/HT split. Source: ACBill summary. https://acbillcalculator.in/electricity-rates. [oai_citation:10‚Ä°AC Bill Calculator](https://acbillcalculator.in/electricity-rates?utm_source=chatgpt.com) | General | Goa -- General | 100%
Gujarat | DGVCL / MGVCL / UGVCL / PGVCL | GERC Net Metering Regulations 2016 (as amended 2022, 2024); Residential consumers allowed irrespective of sanctioned load; C&I 50% for captive use ​ | Net-Metering | Gujarat -- Net-Metering | 50% | 100% | 1 | 1000 | Bi-directional (ABT for C&I using renewable attributes) ​ | https://www.cbip.org/Regulations2018/Data/Gujarat/GJ_2/2_GJ_Net_Metering_Consolidate.pdf | 2016 (Amended 2022, 2024) | No mandatory provisions found in building codes; Voluntary adoption promoted through subsidies ​ | No mandatory provisions; Gujarat Solar Policy 2021 removes capacity ceiling; Banking charges: Rs 1.50/unit (HT/demand LT), Rs 1.10/unit (MSME); Zero for residential/govt ​
Gujarat | DGVCL / MGVCL / UGVCL / PGVCL | GERC Third Amendment 2022 allows gross metering for 10 kW to 1 MW systems; Separate bills for import/export ​ | Gross-Metering | Gujarat -- Gross-Metering | 100% | 100% | 10 | 1000 | Generation Meter (Gross) + Consumer Meter ​ | https://www.cbip.org/Regulations2018/Data/Gujarat/GJ_2/2_GJ_Net_Metering_Consolidate.pdf | 2022 | Same as above | Tariff: Rs 2.25/kWh for 5 years (residential/MSME self-owned); Then 75% of competitive bidding average; Third-party: 75% of bidding average from commissioning
Haryana | DHBVN / UHBVN | HERC (Rooftop Solar Grid Interactive Systems Based on Net Metering/Gross Metering) Regulations, 2021 - Regulation 5.3; Transformer loading: 50% (LT), 30% (HT) ​ | Net-Metering | Haryana -- Net-Metering | 100% | 100% | 1 | 500 | Bi-directional | https://herc.gov.in/WriteReadData/Pdf/R20210719.pdf | 2021 | Yes - New buildings ≥500 sq yards in municipal areas: Min 1 kW (if load ≤20 kW) or 5% of sanctioned load (if load >20 kW) ​ | Residential: 500+ sq yards: 1 kW (≤20 kW load) or 5% load (>20 kW); Educational (≥30 kW): 5 kW or 5% load; Commercial/Industrial (50-1000 kW): 10 kW or 5% load; (>1000 kW): 50 kW or 3% load; Govt buildings: Mandatory ​
Haryana | DHBVN / UHBVN | Regulation 5.3 - Gross metering tariff at Rs. 3.11/kWh for 5 years without escalation ​ | Gross-Metering | Haryana -- Gross-Metering | 100% | 100% | 1 |  | Generation Meter (Gross) + Consumer Meter | https://herc.gov.in/WriteReadData/Pdf/R20210719.pdf | 2021 | Yes - New buildings ≥500 sq yards in municipal areas: Min 1 kW (if load ≤20 kW) or 5% of sanctioned load (if load >20 kW) ​ | Residential: 500+ sq yards: 1 kW (≤20 kW load) or 5% load (>20 kW); Educational (≥30 kW): 5 kW or 5% load; Commercial/Industrial (50-1000 kW): 10 kW or 5% load; (>1000 kW): 50 kW or 3% load; Govt buildings: Mandatory ​
Himachal Pradesh | HPSEBL | Plausible for commercial categories. Verify HPSEBL tariff order. https://acbillcalculator.in/electricity-rates. [oai_citation:13‚Ä°AC Bill Calculator](https://acbillcalculator.in/electricity-rates?utm_source=chatgpt.com) | General | Himachal Pradesh -- General | 50%
Jammu & Kashmir | JPDCL / KPDCL | Plausible. Check J&K tariff order for LT vs HT splits. Source: ACBill / state orders. [oai_citation:14‚Ä°AC Bill Calculator](https://acbillcalculator.in/electricity-rates?utm_source=chatgpt.com) | General | Jammu & Kashmir -- General | 50%
Jharkhand | JBVNL | Plausible; many LT commercial slabs slightly lower. Verify with JBVNL tariff schedule. https://acbillcalculator.in/electricity-rates. [oai_citation:15‚Ä°AC Bill Calculator](https://acbillcalculator.in/electricity-rates?utm_source=chatgpt.com) | General | Jharkhand -- General | 100%
Karnataka | BESCOM / MESCOM / HESCOM / GESCOM / CESC | KERC (Implementation of Solar Rooftop Photovoltaic Power Plants) Regulations 2016 (updated); Renamed to Distributed Solar PV (DSPV) from July 2025; Dec 2024 order removes sanctioned load restriction for systems ≤10 kW - auto-enhancement allowed ​ | Net-Metering | Karnataka -- Net-Metering | 100% | 100% | 1 | 2000 | Bi-directional (Smart meter or communication module) ​ | https://kerc.karnataka.gov.in/storage/pdf-files/Regulations/KERC%20(Implementation%20of%20Solar%20Rooftop%20Photovoltaic%20Power%20Plants)%20Regulations,%202016.pdf | 2016 (Updated 2024-25) | No mandatory provisions for residential solar found ​ | Commercial: Karnataka ECBC (KECBC 2018) mandatory for buildings with ≥100 kW connected load or ≥120 kVA contract demand; Encourages renewable energy integration for 30-50% energy savings ​; Govt Buildings: Mandatory solar installation on govt buildings promoted under policy ​
Karnataka | BESCOM / MESCOM / HESCOM / GESCOM / CESC | Same KERC regulations; Open access consumers can opt for gross metering; Surplus energy from open access absorbed by DISCOMs at zero cost ​ | Gross-Metering | Karnataka -- Gross-Metering | 100% | 100% | 1 | 2000 | Generation Meter (Gross) + Consumer Meter ​ | Same as above | 2016 (Updated 2024-25) | Same as above | Same as above ​
Karnataka | BESCOM / MESCOM / HESCOM / GESCOM / CESC | Introduced July 1, 2025; Allows installation at one location with energy distributed across multiple service connections; Eligible: domestic, group housing, charitable institutions, govt buildings; Same category & DISCOM area required ​ | Virtual-Net-Metering (VNM) | Karnataka -- Virtual-Net-Metering (VNM) | 100% | 100% | 5 | Up to combined sanctioned load of all beneficiary accounts (typically up to 100) | Distribution (Gross meter at generation point) ​ | https://mescom.karnataka.gov.in/uploads/media_to_upload1754043227.pdf | 2025 | Same as above | Same as above ​
Karnataka | BESCOM / MESCOM / HESCOM / GESCOM / CESC | Introduced July 1, 2025; Single consumer offsets surplus across own multiple service connections at different premises; All categories eligible; Host connection must consume ≥20% of monthly output; Same DISCOM area ​ | Group-Net-Metering (GNM) | Karnataka -- Group-Net-Metering (GNM) | 100% | 100% | 5 | Based on sanctioned load across all connections | Distribution (Multiple service connections) ​ | https://www.energetica-india.net/news/karnataka-overhauls-rooftop-solar-policy-with-dspv-reforms-and-flexible-net-metering | 2025 | Same as above | Same as above
Kerala | KSEB | Upper-end plausible; many LT commercial slabs fall slightly lower. Use KSEB tariff order for exact slab. https://acbillcalculator.in/electricity-rates. [oai_citation:17‚Ä°AC Bill Calculator](https://acbillcalculator.in/electricity-rates?utm_source=chatgpt.com) | General | Kerala -- General | 100%
Ladakh | Power Development Dept Ladakh | Remote supply premium ‚Äî plausible. Check local order. https://acbillcalculator.in/electricity-rates. [oai_citation:18‚Ä°AC Bill Calculator](https://acbillcalculator.in/electricity-rates?utm_source=chatgpt.com) | General | Ladakh -- General | 100%
Lakshadweep | Lakshadweep Electricity Dept. | Island premium makes these plausible. Verify Lakshadweep tariff notice. https://acbillcalculator.in/electricity-rates. [oai_citation:19‚Ä°AC Bill Calculator](https://acbillcalculator.in/electricity-rates?utm_source=chatgpt.com) | General | Lakshadweep -- General | 100%
Madhya Pradesh | MPPoorva/MPMadhya/MPPaschim | Typical LT commercial often lower; HT/large users hit upper bound. See MP DISCOM tariff summaries. https://acbillcalculator.in/electricity-rates. [oai_citation:20‚Ä°AC Bill Calculator](https://acbillcalculator.in/electricity-rates?utm_source=chatgpt.com) | General | Madhya Pradesh -- General | 100%
Maharashtra | MSEDCL / Adani / Tata / BEST | Mixed: many LT commercial slabs are below 11; however some fully-loaded/industrial/peak categories reach ~12+. Use MERC/MSEDCL and NoBroker summary. https://www.nobroker.in/blog/commercial-electricity-rate-per-unit-in-maharashtra/. [oai_citation:21‚Ä°NoBroker](https://www.nobroker.in/blog/commercial-electricity-rate-per-unit-in-maharashtra/?utm_source=chatgpt.com) | General | Maharashtra -- General | 100%
Manipur | MSPDCL | Plausible; verify MSPDCL tariff order. https://acbillcalculator.in/electricity-rates. [oai_citation:22‚Ä°AC Bill Calculator](https://acbillcalculator.in/electricity-rates?utm_source=chatgpt.com) | General | Manipur -- General | 100%
Meghalaya | MePDCL | Plausible, slightly lower typical commercial. Check MePDCL tariff. https://acbillcalculator.in/electricity-rates. [oai_citation:23‚Ä°AC Bill Calculator](https://acbillcalculator.in/electricity-rates?utm_source=chatgpt.com) | General | Meghalaya -- General | 100%
Mizoram | Power & Electricity Dept. Govt. of Mizoram | Plausible. See state tariff order / ACBill summary. https://acbillcalculator.in/electricity-rates. [oai_citation:24‚Ä°AC Bill Calculator](https://acbillcalculator.in/electricity-rates?utm_source=chatgpt.com) | General | Mizoram -- General | 100%
Nagaland | Dept. of Power Nagaland | Plausible. Check local tariff schedule. https://acbillcalculator.in/electricity-rates. [oai_citation:25‚Ä°AC Bill Calculator](https://acbillcalculator.in/electricity-rates?utm_source=chatgpt.com) | General | Nagaland -- General | 100%
Odisha | TPCODL / TPNODL / TPWODL / TPSODL | Commercial ranges vary; your band plausible for some circles. Verify respective OERC/DISCOM orders. https://acbillcalculator.in/electricity-rates. [oai_citation:26‚Ä°AC Bill Calculator](https://acbillcalculator.in/electricity-rates?utm_source=chatgpt.com) | General | Odisha -- General | 100%
Puducherry | Electricity Dept Govt. of Puducherry | Plausible. Check Puducherry tariff order. https://acbillcalculator.in/electricity-rates. [oai_citation:27‚Ä°AC Bill Calculator](https://acbillcalculator.in/electricity-rates?utm_source=chatgpt.com) | General | Puducherry -- General | 80%
Punjab | PSPCL | PSERC (Grid Interactive Rooftop Solar Photo Voltaic Systems) Regulations, 2021 - Regulation 4.2 states 70% for non-domestic consumers ​ | Net-Metering | Punjab -- Net-Metering | 70% | 100% | 1 | 500 | Bi-directional | https://www.legitquest.com/act/punjab-state-electricity-regulatory-commission-grid-interactive-rooftop-solar-photo-voltaic-systems-regulations-2021/B95E | 2021 | Yes - Punjab Urban Planning & Development Building Rules 2018 (Rule 40) makes rooftop solar mandatory ​ | Commercial buildings: 100 kW/120 kVA load or above must comply with Punjab ECBC including solar provisions ​; Govt buildings: Mandatory rooftop solar on all govt buildings (4,474 buildings with 34 MW installed as of Dec 2024)
Punjab | PSPCL | Same as above ​ | Net-Billing | Punjab -- Net-Billing | 70% | 100% | 1 | 1000 | Bi-directional | https://mercomindia.com/punjab-regulations-grid-connected-rooftop-net-metering | 2021 | Yes - Punjab Urban Planning & Development Building Rules 2018 (Rule 40) makes rooftop solar mandatory ​ | Commercial buildings: 100 kW/120 kVA load or above must comply with Punjab ECBC including solar provisions ​; Govt buildings: Mandatory rooftop solar on all govt buildings (4,474 buildings with 34 MW installed as of Dec 2024)
Punjab | PSPCL | Minimum 50 kW for gross metering per Regulation 4.6 ​ | Gross-Metering | Punjab -- Gross-Metering | 70% | 100% | 50 | 1000 | Generation Meter + Consumer Meter | https://mercomindia.com/punjab-regulations-grid-connected-rooftop-net-metering | 2021 | Yes - Punjab Urban Planning & Development Building Rules 2018 (Rule 40) makes rooftop solar mandatory ​ | Commercial buildings: 100 kW/120 kVA load or above must comply with Punjab ECBC including solar provisions ​; Govt buildings: Mandatory rooftop solar on all govt buildings (4,474 buildings with 34 MW installed as of Dec 2024) | can exceed with DISCOM approval if grid stable
Punjab | PSPCL | Earlier regulation - superseded by 2021 regulations ​ | Net-Metering (2015) | Punjab -- Net-Metering (2015) | 80% | 80% | 1 | 1000 | Bi-directional | https://reconnectenergy.com/pserc-punjab-finalizes-solar-rooftop-net-metering-regulation/ | 2015
Rajasthan | JVVNL / AVVNL / JdVVNL | State proposals show some low-slab relief; typical commercial often lower than your lower bound. See RERC/press and ACBill. https://acbillcalculator.in/electricity-rates. [oai_citation:29‚Ä°AC Bill Calculator](https://acbillcalculator.in/electricity-rates?utm_source=chatgpt.com) | General | Rajasthan -- General | 80%
Sikkim | Energy & Power Dept Govt. of Sikkim | Accurate / plausible for commercial slabs. Verify Sikkim tariff order. https://acbillcalculator.in/electricity-rates. [oai_citation:30‚Ä°AC Bill Calculator](https://acbillcalculator.in/electricity-rates?utm_source=chatgpt.com) | General | Sikkim -- General | 80%
Tamil Nadu | TANGEDCO | Overestimate for typical LT commercial; many commercial slabs ~6‚Äì9. Use TNERC/TANGEDCO orders and NoBroker summary. https://www.nobroker.in/blog/commercial-electricity-rate-per-unit-in-tamilnadu/. [oai_citation:31‚Ä°NoBroker](https://www.nobroker.in/blog/commercial-electricity-rate-per-unit-in-tamilnadu/?utm_source=chatgpt.com) | General | Tamil Nadu -- General | 80%
Telangana | TSSPDCL / TSNPDCL | TGERC (Rooftop Solar PV Grid Interactive Systems) Draft Regulations 2025 (issued Aug 2025, repealing 2016 regulations & 2021 amendment); Transformer loading: 50%; Existing prosumers >500 kW can continue net metering ​ | Net-Metering | Telangana -- Net-Metering | 80% | 100% | 1 | 500 | Bi-directional (Smart meter as per CEA standards) ​ | https://www.tgerc.telangana.gov.in/file_upload/uploads/Regulations/Draft/2025/Solar%20rooftop%20amendment%2014.08.2025.pdf | 2025 (Draft) | No mandatory provisions for residential solar found ​ | Commercial: Telangana ECBC (2014, mandatory) for buildings with plot area >1000 sq m OR built-up area >2000 sq m; Mandatory for multiplexes, hospitals, hotels, convention centers regardless of size; ECBC encourages renewable energy integration ​; 430 buildings certified with 13.12 lakh sq m area ​
Telangana | TSSPDCL / TSNPDCL | Same regulations; Entire generation purchased by DISCOM at competitive solar bidding tariff or PPA rate; Consumption charged at retail tariff ​ | Gross-Metering | Telangana -- Gross-Metering | 80% | 100% | 1 | 1000 | Generation Meter (Gross) + Consumer Meter ​ | https://www.tgerc.telangana.gov.in/file_upload/uploads/Regulations/Draft/2025/Solar%20rooftop%20amendment%2014.08.2025.pdf | 2025 (Draft) | Same as above ​ | Same as above ​
Telangana | TSSPDCL / TSNPDCL | Introduced in 2025 draft; Parent consumer + participating connections (same category, same DISCOM area); Surplus exported to grid and adjusted across participating connections; Exempt from banking, CSS, additional surcharge; Wheeling charges & losses apply ​ | Group-Net-Metering | Telangana -- Group-Net-Metering | 80% | 100% | 10 | 100 | Distribution (Multiple service connections) ​ | https://www.tgerc.telangana.gov.in/file_upload/uploads/Regulations/Draft/2025/Solar%20rooftop%20amendment%2014.08.2025.pdf | 2025 (Draft) | Same as above ​ | Same as above ​
Telangana | TSSPDCL / TSNPDCL | Introduced in 2025 draft; Parent consumer + participating consumers (same category, same DISCOM area); Entire generation exported via gross meter; Energy allocated per ownership share; Exempt from banking; CSS, additional surcharge, wheeling charges & losses apply ​ | Virtual-Net-Metering (VNM) | Telangana -- Virtual-Net-Metering (VNM) | 80% | 100% | 10 | 100 | Distribution (Gross meter at generation point) ​ | https://www.tgerc.telangana.gov.in/file_upload/uploads/Regulations/Draft/2025/Solar%20rooftop%20amendment%2014.08.2025.pdf | 2025 (Draft) | Same as above ​ | Same as above ​
Tripura | TSECL | Plausible. Check TSECL tariff schedule. https://acbillcalculator.in/electricity-rates. [oai_citation:33‚Ä°AC Bill Calculator](https://acbillcalculator.in/electricity-rates?utm_source=chatgpt.com) | General | Tripura -- General | 80%
Uttar Pradesh | UPPCL (MVVNL, DVNL, PVVNL, PuVVNL, KESCO) | UPERC (Rooftop Solar PV Grid Interactive System Gross/Net Metering) Regulations 2019 with First Amendment 2022 - Net metering only for LMV-1 (residential) and LMV-5 (agriculture); Consultation paper proposes expanding to govt/educational institutions under LMV-4A, LMV-4B, HV-1 ​ | Net-Metering | Uttar Pradesh -- Net-Metering | N/A (Currently restricted; proposed expansion to govt/educational institutions pending) | 100% | 1 | 2000 | Bi-directional | https://solar.upneda.in/wp-content/themes/upnreda/pdf/RSPV%20Regulation%202019%20Final.pdf | 2019 | Yes - Lucknow: Mandatory for plots ≥100 sq meters (1000 sq ft) under LDA revised guidelines Dec 2024; Previously 2000 sq ft ​ | Govt/Educational Institutions: UP Solar Policy 2022 promotes rooftop solar on state govt buildings, govt/private educational institutions under net metering (RESCO mode encouraged); 25% plinth area utilization target ​; Lucknow LDA: Mandatory for residential plots ≥100 sq meters (new constructions) ​
Uttar Pradesh | UPPCL (MVVNL, DVNL, PVVNL, PuVVNL, KESCO) | Same regulations - First Amendment 2022 introduced net billing for all consumer categories ​ | Net-Billing / Net Feed-in | Uttar Pradesh -- Net-Billing / Net Feed-in | 100% | 100% | 1 | 2000 | Bi-directional | https://www.uperc.org/App_File/ConsultationPaper-Netmetering-pdf1011202360610AM.pdf | 2022 | Yes - Lucknow: Mandatory for plots ≥100 sq meters (1000 sq ft) under LDA revised guidelines Dec 2024; Previously 2000 sq ft ​ | Govt/Educational Institutions: UP Solar Policy 2022 promotes rooftop solar on state govt buildings, govt/private educational institutions under net metering (RESCO mode encouraged); 25% plinth area utilization target ​; Lucknow LDA: Mandatory for residential plots ≥100 sq meters (new constructions) ​
Uttar Pradesh | UPPCL (MVVNL, DVNL, PVVNL, PuVVNL, KESCO) | Gross metering available for all consumer categories ​ | Gross-Metering | Uttar Pradesh -- Gross-Metering | 100% | 100% | 1 | 2000 | Generation Meter (Gross) + Consumer Meter | https://solar.upneda.in/wp-content/themes/upnreda/pdf/RSPV%20Regulation%202019%20Final.pdf | 2019 | Yes - Lucknow: Mandatory for plots ≥100 sq meters (1000 sq ft) under LDA revised guidelines Dec 2024; Previously 2000 sq ft ​ | Govt/Educational Institutions: UP Solar Policy 2022 promotes rooftop solar on state govt buildings, govt/private educational institutions under net metering (RESCO mode encouraged); 25% plinth area utilization target ​; Lucknow LDA: Mandatory for residential plots ≥100 sq meters (new constructions) ​
Uttar Pradesh | UPPCL (MVVNL, DVNL, PVVNL, PuVVNL, KESCO) | UP Solar Policy 2022 mentions promotion of virtual net metering in rural areas as per MNRE SOP; not yet regulated by UPERC ​ | Virtual-Net-Metering (Proposed) | Uttar Pradesh -- Virtual-Net-Metering (Proposed) | N/A | N/A | N/A | N/A | N/A | https://solarcitiesportal.upneda.org.in/images/Uttar_Pradesh_Solar_Energy_Policy2022_English.pdf | 2022 (Proposed) | N/A (Not yet implemented) | N/A (Not yet implemented)
Uttarakhand | UPCL | Plausible; check UPCL tariff order. https://acbillcalculator.in/electricity-rates. [oai_citation:35‚Ä°AC Bill Calculator](https://acbillcalculator.in/electricity-rates?utm_source=chatgpt.com) | General | Uttarakhand -- General | 80%
West Bengal | WBSEDCL / CESC (Kolkata) | Many commercial slabs around 7‚Äì9; your band covers upper cases. See WBSEDCL/CESC summaries and NoBroker article. https://www.nobroker.in/blog/commercial-electricity-rate-per-unit-in-wbsedcl/. [oai_citation:36‚Ä°NoBroker](https://www.nobroker.in/blog/commercial-electricity-rate-per-unit-in-wbsedcl/?utm_source=chatgpt.com) | General | West Bengal -- General | 80%
Delhi | BSES Rajdhani / BSES Yamuna / TPDDL / NDMC | DERC (Net Metering for Renewable Energy) Regulations 2014 (First Amendment 2024); No upper ceiling for net metering; Over 25% installations beyond sanctioned load; DT capacity ≥20% of rated capacity; Free banking; Fees waived for systems ≤10 kW under PM Surya Ghar ​ | Net-Metering | Delhi -- Net-Metering | 100% | 100% | 1 |  | Bi-directional (Cost borne by consumer; Solar meter by DISCOM) ​ | https://www.tatapower-ddl.com/regulations-and-compliances/net-metering-regulations | 2014 (Amended 2024) | No mandatory provisions for residential; Voluntary adoption promoted through GBI ​ | Commercial: ECBC mandatory for buildings ≥100 kW connected load/120 kVA; Encourages renewable energy integration ​; Govt buildings: Mandatory solar on all govt buildings; 50% energy from solar (rooftop or GNM-VNM) ​; 1000+ govt buildings targeted for solar ​
Delhi | BSES Rajdhani / BSES Yamuna / TPDDL / NDMC | Delhi Solar Policy 2024 promotes gross metering through utility-anchored RESCO model; Tri-partite agreement (Developer-Consumer-DISCOM); GBI incentives for C&I ​ | Gross-Metering (RESCO Model) | Delhi -- Gross-Metering (RESCO Model) | 100% | 100% | 1 |  | Generation Meter (Gross) + Consumer Meter | https://solardelhi.com/page/delhi-solar-policy | 2024 | No mandatory provisions for residential; Voluntary adoption promoted through GBI ​ | Commercial: ECBC mandatory for buildings ≥100 kW connected load/120 kVA; Encourages renewable energy integration ​; Govt buildings: Mandatory solar on all govt buildings; 50% energy from solar (rooftop or GNM-VNM) ​; 1000+ govt buildings targeted for solar ​
Delhi | BSES Rajdhani / BSES Yamuna / TPDDL / NDMC | DERC Guidelines 2019 (Fifth & Sixth Amendments 2024-25); Parent + participating connections; Energy set-off monthly; Surplus at APPC annually; Waiver of wheeling, banking, CSS till March 2024 extended ​ | Group-Net-Metering (GNM) | Delhi -- Group-Net-Metering (GNM) | 100% | 100% | 5 | 5000 | Distribution (Multiple service connections) ​ | https://solar.delhi.gov.in | 2019 (Amended 2024-25) | No mandatory provisions for residential; Voluntary adoption promoted through GBI ​ | Commercial: ECBC mandatory for buildings ≥100 kW connected load/120 kVA; Encourages renewable energy integration ​; Govt buildings: Mandatory solar on all govt buildings; 50% energy from solar (rooftop or GNM-VNM) ​; 1000+ govt buildings targeted for solar ​
Delhi | BSES Rajdhani / BSES Yamuna / TPDDL / NDMC | DERC Guidelines 2019 (Fifth & Sixth Amendments 2024-25); For consumers without suitable roofs; Eligible: Domestic, hospitals, schools, colleges, NPO/Trust, govt offices; Energy allocated per ownership share; Waiver of wheeling, banking, CSS till March 2024 extended ​ | Virtual-Net-Metering (VNM) | Delhi -- Virtual-Net-Metering (VNM) | N/A (Only for eligible categories) | Available for domestic consumers | 5 | 5000 | Distribution (Gross meter at generation point) ​ | https://solar.delhi.gov.in | 2019 (Amended 2024-25) | No mandatory provisions for residential; Voluntary adoption promoted through GBI ​ | Commercial: ECBC mandatory for buildings ≥100 kW connected load/120 kVA; Encourages renewable energy integration ​; Govt buildings: Mandatory solar on all govt buildings; 50% energy from solar (rooftop or GNM-VNM) ​; 1000+ govt buildings targeted for solar ​

## BoQ Item
Slug | Particulars
Rooftop On-Grid Solar 50kW Premium Range | Solar Panels, Solar Invertor - On Grid 3 phase, Mounting Structure , AC & DC Cables, Earthing, Cable Acceessories, Conduits, ACDB/DCDB, Cable tray, Signages, Safety Equipments etc , Installation & Commissioning (Labour Charges)
Rooftop On-Grid Solar 50kW Mid Range | Solar Panels, Solar Invertor - On Grid 3 phase, Mounting Structure , AC & DC Cables, Earthing, Cable Acceessories, Conduits, ACDB/DCDB, Cable tray, Signages, Safety Equipments etc , Installation & Commissioning (Labour Charges)
Rooftop On-Grid Solar 50kW Economical | Solar Panels, Solar Invertor - On Grid 3 phase, Mounting Structure , AC & DC Cables, Earthing, Cable Acceessories, Conduits, ACDB/DCDB, Cable tray, Signages, Safety Equipments etc , Installation & Commissioning (Labour Charges)
Tinshed On grid Solar System 50kW Premium Range | Solar Panels, Solar Invertor - On Grid 3 phase, Mounting Structure , AC & DC Cables, Earthing, Cable Acceessories, Conduits, ACDB/DCDB, Cable tray, Signages, Safety Equipments etc , Installation & Commissioning (Labour Charges)
Tinshed On grid Solar System 50kW Mid Range | Solar Panels, Solar Invertor - On Grid 3 phase, Mounting Structure , AC & DC Cables, Earthing, Cable Acceessories, Conduits, ACDB/DCDB, Cable tray, Signages, Safety Equipments etc , Installation & Commissioning (Labour Charges)
Tinshed On grid Solar System 50kW Economical | Solar Panels, Solar Invertor - On Grid 3 phase, Mounting Structure , AC & DC Cables, Earthing, Cable Acceessories, Conduits, ACDB/DCDB, Cable tray, Signages, Safety Equipments etc , Installation & Commissioning (Labour Charges)
Rooftop On-Grid Solar 200kW Premium Range | Solar Panels, Solar Invertor - On Grid 3 phase , Mounting Structure , AC & DC Cables, Earthing, Cable Acceessories, Conduits, ACDB/DCDB, Cable tray, Signages, Safety Equipments etc , Installation & Commissioning (Labour Charges)
Rooftop On-Grid Solar 200kW Mid Range | Solar Panels, Solar Invertor - On Grid 3 phase , Mounting Structure , AC & DC Cables, Earthing, Cable Acceessories, Conduits, ACDB/DCDB, Cable tray, Signages, Safety Equipments etc , Installation & Commissioning (Labour Charges)
Rooftop On-Grid Solar 200kW Economical | Solar Panels, Solar Invertor - On Grid 3 phase , Mounting Structure , AC & DC Cables, Earthing, Cable Acceessories, Conduits, ACDB/DCDB, Cable tray, Signages, Safety Equipments etc , Installation & Commissioning (Labour Charges)
Tinshed On grid Solar System 200kW Premium Range | Solar Panels, Solar Invertor - On Grid 3 phase , Mounting Structure , AC & DC Cables, Earthing, Cable Acceessories, Conduits, ACDB/DCDB, Cable tray, Signages, Safety Equipments etc , Installation & Commissioning (Labour Charges)
Tinshed On grid Solar System 200kW Mid Range | Solar Panels, Solar Invertor - On Grid 3 phase , Mounting Structure , AC & DC Cables, Earthing, Cable Acceessories, Conduits, ACDB/DCDB, Cable tray, Signages, Safety Equipments etc , Installation & Commissioning (Labour Charges)
Tinshed On grid Solar System 200kW Economical | Solar Panels, Solar Invertor - On Grid 3 phase, Mounting Structure , AC & DC Cables, Earthing, Cable Acceessories, Conduits, ACDB/DCDB, Cable tray, Signages, Safety Equipments etc , Installation & Commissioning (Labour Charges)
Rooftop On-Grid Solar 200kW High Performance | Solar Panels, Solar Invertor - On Grid 3 phase, Mounting Structure , AC & DC Cables, Earthing, Cable Acceessories, Conduits, ACDB/DCDB, Cable tray, Signages, Safety Equipments etc , Installation & Commissioning (Labour Charges)
Rooftop On-Grid Solar 50kW High Performance | Solar Panels, Solar Invertor - On Grid 3 phase, Mounting Structure , AC & DC Cables, Earthing, Cable Acceessories, Conduits, ACDB/DCDB, Cable tray, Signages, Safety Equipments etc , Installation & Commissioning (Labour Charges)
Tinshed On grid Solar System 200kW High Performance | Solar Panels, Solar Invertor - On Grid 3 phase, Mounting Structure , AC & DC Cables, Earthing, Cable Acceessories, Conduits, ACDB/DCDB, Cable tray, Signages, Safety Equipments etc , Installation & Commissioning (Labour Charges)
Tinshed On grid Solar System 50kW High Performance | Solar Panels, Solar Invertor - On Grid 3 phase, Mounting Structure , AC & DC Cables, Earthing, Cable Acceessories, Conduits, ACDB/DCDB, Cable tray, Signages, Safety Equipments etc , Installation & Commissioning (Labour Charges)
This shape represents a table slicer. Table slicers are not supported in this version of Excel. If the shape was modified in an earlier version of Excel, or if the workbook was saved in Excel 2007 or earlier, the slicer can't be used.

## Make & Specification
Slug | Make & Specifications | wp
Rooftop On-Grid Solar 50kW Premium Range | Vikram/Adani/Premier Non DCR 585-610 Wp Topcon Bifacial , Growatt/Goodwee/Sungrow, Hot Dip Galvanized Iron (HDGI), Polycab/Havells, Reputed ISI mark | 585
Rooftop On-Grid Solar 50kW Mid Range | Gautam/Saatvik Non DCR 560-590 Wp Topcon bifacial, UTL, Galvanized Iron (GI), KEI, Reputed ISI mark | 560
Rooftop On-Grid Solar 50kW Economical | Blue bird/Loom Solar-590 wp topcon bifacial panels , K-Solar , Galvanized Iron (GI), KEI, Reputed ISI mark | 590
Tinshed On grid Solar System 50kW Premium Range | Vikram/Adani/premier Non DCR 585-610 Wp Topcon Bifacial , Sungrow/Growatt/Goodwee, Hot Dip Galvanized Iron (HDGI), Polycab/Havells/KEI, Reputed ISI mark | 585
Tinshed On grid Solar System 50kW Mid Range | Saatvik/Gautam NON DCR 560-590 Wp Topcon bifacial, UTL, Galvanized Iron (GI), KEI, Reputed ISI mark | 560
Tinshed On grid Solar System 50kW Economical | Blue bird/Loom Solar-590 wp topcon bifacial panels , K-Solar , Galvanized Iron (GI), KEI, Reputed ISI mark | 590
Rooftop On-Grid Solar 200kW Premium Range | Vikram/Adani/Premier Non DCR 585-610 Wp Topcon Bifacial , Growatt/Goodwee/Sungrow, Hot Dip Galvanized Iron (HDGI), Polycab/Havells, Reputed ISI mark | 585
Rooftop On-Grid Solar 200kW Mid Range | Saatvik/Gautam NON DCR 560-590 Wp Topcon bifacial, UTL, Galvanized Iron (GI), KEI, Reputed ISI mark | 560
Rooftop On-Grid Solar 200kW Economical | Blue bird/Loom Solar-590 wp topcon bifacial panels , K-Solar , Galvanized Iron (GI), KEI, Reputed ISI mark | 590
Tinshed On grid Solar System 200kW Premium Range | Vikram/Adan/premier Non DCR 585-610 Wp Topcon Bifacial , Sungrow/Growatt/Goodwee, Hot Dip Galvanized Iron (HDGI), Polycab/Havells/KEI, Reputed ISI mark | 585
Tinshed On grid Solar System 200kW Mid Range | Saatvik/Gautam NON DCR 560-590 Wp Topcon bifacial, UTL, Galvanized Iron (GI), KEI, Reputed ISI mark | 560
Tinshed On grid Solar System 200kW Economical | Blue bird/Loom Solar-590 wp topcon bifacial panels , K-Solar , Galvanized Iron (GI), KEI, Reputed ISI mark | 590
Rooftop On-Grid Solar 200kW High Performance | Avaada Non DCR 720 Wp Topcon Bifacial | 720
Rooftop On-Grid Solar 50kW High Performance | Avaada Non DCR 720 Wp Topcon Bifacial | 720
Tinshed On grid Solar System 200kW High Performance | Avaada Non DCR 720 Wp Topcon Bifacial | 720
Tinshed On grid Solar System 50kW High Performance | Avaada Non DCR 720 Wp Topcon Bifacial | 720
This shape represents a table slicer. Table slicers are not supported in this version of Excel. If the shape was modified in an earlier version of Excel, or if the workbook was saved in Excel 2007 or earlier, the slicer can't be used.

## ROI Calculator
Reference Values |  | Depreciation Calculation | [6 empty] | Loan Calculation | [5 empty] | ROI Calculation - Self Funded | [11 empty] | ROI Calculation - Loan
[9 empty] | EMI | Principle Amount | 1027116.784 |  |  |  | Self Funded | Cumulative Cashflows | 8819255.595 | [9 empty] | Payback Period
System size (kW) | 50 | Year | Depreciation Basis | Depreciation (%) | Depreciation (₹) | WDV End-Year (₹) | Tax Shield @25% (₹) | Cumulative Tax Shield (₹ L) |  | Total Amount | 1217302.116 | Interests | 190185.3316 |  |  | 68284.8984 |  |  |  |  | Life of Battery is taken as 10 years | [11 empty] | Life of Battery is taken as 10 years
Capex (₹/W) | 29.3462 | 1 | 1467309.692 | 60% | 880385.8149 | 586923.8766 | 220096.4537 | 220096.4537 | Year | Opening Balance @75% (₹) | EMI x 12 (Fixed) (₹) | Interests | Principal Repaid (₹) | Closing Balance (₹) | Year | Generation (kWh) | Gross savings (₹) | O&M (₹) | Net savings (₹) | AD Benefit (₹) | Diesel Offset with Battery? | Cash flow incl. CAPEX (₹) | Cumulative CF (₹) | Incoming Cashflows | Outgoing Cashflows | Net Cash Flow | Year | Generation (kWh) | Gross savings (₹) | O&M (₹) | Net savings (₹) | AD Benefit (₹) | Diesel Offset with Battery? | EMI Yearly | Cash flow incl. CAPEX (₹) | Cumulative CF (₹) | Incoming Cashflows | Outgoing Cashflows | Net Cash Flow
Total Amount | 1467309.692 | 2 | 586923.8766 | 40% | 234769.5507 | 352154.326 | 58692.3877 | 278788.8414 | 1 | 1027116.784 | 405767.3719 | 92440.5106 | 313326.8613 | 713789.9228 | 1 | 75000 | 600000 | 49950 | 550050 | 220096.4537 | 0 | -697163.2378 | -697163.2378 | 820096.4537 | -1517259.692 | -697163.2378 | 1 | 75000 | 600000 | 49950 | 550050 | 220096.4537 | 0 | 405767.3719 | -75813.8256 | -75813.8256 | 820096.4537 | -908749.2392 | -88652.7854
|  | 3 | 352154.326 | 40% | 140861.7304 | 211292.5956 | 35215.4326 | 314004.274 | 2 | 713789.9228 | 405767.3719 | 64241.0931 | 341526.2788 | 372263.6439 | 2 | 74250 | 594000 | 49950 | 544050 | 58692.3877 | 0 | 602742.3877 | -94420.8502 | 652692.3877 | -49950 | 602742.3877 | 2 | 74250 | 594000 | 49950 | 544050 | 58692.3877 | 0 | 405767.3719 | 196975.0158 | 121161.1901 | 652692.3877 | -455717.3719 | 196975.0158
|  | 4 | 211292.5956 | 40% | 84517.0382 | 126775.5574 | 21129.2596 | 335133.5336 | 3 | 372263.6439 | 405767.3719 | 33503.728 | 372263.6439 | 6.4028e-10 | 3 | 73507.5 | 588060 | 49950 | 538110 | 35215.4326 | 0 | 573325.4326 | 478904.5824 | 623275.4326 | -49950 | 573325.4326 | 3 | 73507.5 | 588060 | 49950 | 538110 | 35215.4326 | 0 | 405767.3719 | 167558.0607 | 288719.2508 | 623275.4326 | -455717.3719 | 167558.0607
|  | 5 | 126775.5574 | 40% | 50710.2229 | 76065.3344 | 12677.5557 | 347811.0893 | 4 | 6.4028e-10 | 0 | 0 | 0 | 6.9791e-10 | 4 | 72772.425 | 582179.4 | 49950 | 532229.4 | 21129.2596 | 0 | 553358.6596 | 1032263.242 | 603308.6596 | -49950 | 553358.6596 | 4 | 72772.425 | 582179.4 | 49950 | 532229.4 | 21129.2596 | 0 | 0 | 553358.6596 | 842077.9104 | 603308.6596 | -49950 | 553358.6596
Annual generation (kWh/kW/yr) | 1500 | 6 | 76065.3344 | 40% | 30426.1338 | 45639.2006 | 7606.5334 | 355417.6227 | 5 | 6.9791e-10 | 0 | 0 | 0 | 7.6072e-10 | 5 | 72044.7008 | 576357.606 | 49950 | 526407.606 | 12677.5557 | 0 | 539085.1617 | 1571348.404 | 589035.1617 | -49950 | 539085.1617 | 5 | 72044.7008 | 576357.606 | 49950 | 526407.606 | 12677.5557 | 0 | 0 | 539085.1617 | 1381163.072 | 589035.1617 | -49950 | 539085.1617
Tariff / Savings (₹/kWh) | 8 | 7 | 45639.2006 | 40% | 18255.6803 | 27383.5204 | 4563.9201 | 359981.5428 | 6 | 7.6072e-10 | 0 | 0 | 0 | 8.2919e-10 | 6 | 71324.2537 | 570594.0299 | 49950 | 520644.0299 | 7606.5334 | 0 | 528250.5634 | 2099598.967 | 578200.5634 | -49950 | 528250.5634 | 6 | 71324.2537 | 570594.0299 | 49950 | 520644.0299 | 7606.5334 | 0 | 0 | 528250.5634 | 1909413.636 | 578200.5634 | -49950 | 528250.5634
O&M (₹/kW/yr) | 999 | [7 empty] | 7 | 8.2919e-10 | 0 | 0 | 0 | 9.0381e-10 | 7 | 70611.0112 | 564888.0896 | 49950 | 514938.0896 | 4563.9201 | 0 | 519502.0097 | 2619100.977 | 569452.0097 | -49950 | 519502.0097 | 7 | 70611.0112 | 564888.0896 | 49950 | 514938.0896 | 4563.9201 | 0 | 0 | 519502.0097 | 2428915.645 | 569452.0097 | -49950 | 519502.0097
First Year Degradation (%/yr) | 1% | [7 empty] | 8 | 9.0381e-10 | 0 | 0 | 0 | 9.8516e-10 | 8 | 69904.9011 | 559239.2087 | 49950 | 509289.2087 | 0 | 0 | 509289.2087 | 3128390.186 | 559239.2087 | -49950 | 509289.2087 | 8 | 69904.9011 | 559239.2087 | 49950 | 509289.2087 | 0 | 0 | 0 | 509289.2087 | 2938204.854 | 559239.2087 | -49950 | 509289.2087
Generation degradation (%/yr) | 0.5% | [7 empty] | 9 | 9.8516e-10 | 0 | 0 | 0 | 1.0738e-09 | 9 | 69205.8521 | 553646.8167 | 49950 | 503696.8167 | 0 | 0 | 503696.8167 | 3632087.002 | 553646.8167 | -49950 | 503696.8167 | 9 | 69205.8521 | 553646.8167 | 49950 | 503696.8167 | 0 | 0 | 0 | 503696.8167 | 3441901.671 | 553646.8167 | -49950 | 503696.8167
Project life (yrs) | 20 | [7 empty] | 10 | 1.0738e-09 | 0 | 0 | 0 | 1.1705e-09 | 10 | 68513.7936 | 548110.3485 | 49950 | 498160.3485 | 0 | 0 | 498160.3485 | 4130247.351 | 548110.3485 | -49950 | 498160.3485 | 10 | 68513.7936 | 548110.3485 | 49950 | 498160.3485 | 0 | 0 | 0 | 498160.3485 | 3940062.019 | 548110.3485 | -49950 | 498160.3485
Depreciation % First Year | 60% | [7 empty] | 11 | 1.1705e-09 | 0 | 1.0534e-10 | -1.0534e-10 | 1.2758e-09 | 11 | 67828.6556 | 542629.245 | 49950 | 492679.245 | 0 |  | 492679.245 | 4622926.596 | 542629.245 | -49950 | 492679.245 | 11 | 67828.6556 | 542629.245 | 49950 | 492679.245 | 0 |  | 0 | 492679.245 | 4432741.264 | 542629.245 | -49950 | 492679.245
Depreciation % Year 2 Onwards | 40% | [7 empty] | 12 | 1.2758e-09 | 0 | 1.1482e-10 | -1.1482e-10 | 1.3906e-09 | 12 | 67150.3691 | 537202.9526 | 49950 | 487252.9526 | 0 |  | 487252.9526 | 5110179.548 | 537202.9526 | -49950 | 487252.9526 | 12 | 67150.3691 | 537202.9526 | 49950 | 487252.9526 | 0 |  | 0 | 487252.9526 | 4919994.217 | 537202.9526 | -49950 | 487252.9526
Company Tax | 25% | [7 empty] | 13 | 1.3906e-09 | 0 | 1.2516e-10 | -1.2516e-10 | 1.5158e-09 | 13 | 66478.8654 | 531830.923 | 49950 | 481880.923 | 0 |  | 481880.923 | 5592060.471 | 531830.923 | -49950 | 481880.923 | 13 | 66478.8654 | 531830.923 | 49950 | 481880.923 | 0 |  | 0 | 481880.923 | 5401875.14 | 531830.923 | -49950 | 481880.923
AD benefit Year 1 (60%) | 220096.4537 | [7 empty] | 14 | 1.5158e-09 | 0 | 1.3642e-10 | -1.3642e-10 | 1.6522e-09 | 14 | 65814.0767 | 526512.6138 | 49950 | 476562.6138 | 0 |  | 476562.6138 | 6068623.085 | 526512.6138 | -49950 | 476562.6138 | 14 | 65814.0767 | 526512.6138 | 49950 | 476562.6138 | 0 |  | 0 | 476562.6138 | 5878437.754 | 526512.6138 | -49950 | 476562.6138
AD benefit Year 2 (40%) | 58692.3877 | [7 empty] | 15 | 1.6522e-09 | 0 | 1.487e-10 | -1.487e-10 | 1.8009e-09 | 15 | 65155.936 | 521247.4877 | 49950 | 471297.4877 | 0 |  | 471297.4877 | 6539920.573 | 521247.4877 | -49950 | 471297.4877 | 15 | 65155.936 | 521247.4877 | 49950 | 471297.4877 | 0 |  | 0 | 471297.4877 | 6349735.241 | 521247.4877 | -49950 | 471297.4877
Processing Fees | 1.25% | [7 empty] | 16 | 1.8009e-09 | 0 | 1.6208e-10 | -1.6208e-10 | 1.963e-09 | 16 | 64504.3766 | 516035.0128 | 49950 | 466085.0128 | 0 |  | 466085.0128 | 7006005.586 | 516035.0128 | -49950 | 466085.0128 | 16 | 64504.3766 | 516035.0128 | 49950 | 466085.0128 | 0 |  | 0 | 466085.0128 | 6815820.254 | 516035.0128 | -49950 | 466085.0128
[9 empty] | 17 | 1.963e-09 | 0 | 1.7667e-10 | -1.7667e-10 | 2.1397e-09 | 17 | 63859.3328 | 510874.6627 | 49950 | 460924.6627 | 0 |  | 460924.6627 | 7466930.248 | 510874.6627 | -49950 | 460924.6627 | 17 | 63859.3328 | 510874.6627 | 49950 | 460924.6627 | 0 |  | 0 | 460924.6627 | 7276744.917 | 510874.6627 | -49950 | 460924.6627
[9 empty] | 18 | 2.1397e-09 | 0 | 1.9257e-10 | -1.9257e-10 | 2.3322e-09 | 18 | 63220.7395 | 505765.916 | 49950 | 455815.916 | 0 |  | 455815.916 | 7922746.164 | 505765.916 | -49950 | 455815.916 | 18 | 63220.7395 | 505765.916 | 49950 | 455815.916 | 0 |  | 0 | 455815.916 | 7732560.833 | 505765.916 | -49950 | 455815.916
Requirements | 3 years GST Filing | [7 empty] | 19 | 2.3322e-09 | 0 | 2.099e-10 | -2.099e-10 | 2.5421e-09 | 19 | 62588.5321 | 500708.2569 | 49950 | 450758.2569 | 0 |  | 450758.2569 | 8373504.421 | 500708.2569 | -49950 | 450758.2569 | 19 | 62588.5321 | 500708.2569 | 49950 | 450758.2569 | 0 |  | 0 | 450758.2569 | 8183319.09 | 500708.2569 | -49950 | 450758.2569
| Profitable | [7 empty] | 20 | 2.5421e-09 | 0 | 2.2879e-10 | -2.2879e-10 | 2.7709e-09 | 20 | 61962.6468 | 495701.1743 | 49950 | 445751.1743 | 0 |  | 445751.1743 | 8819255.595 | 495701.1743 | -49950 | 445751.1743 | 20 | 61962.6468 | 495701.1743 | 49950 | 445751.1743 | 0 |  | 0 | 445751.1743 | 8629070.264 | 495701.1743 | -49950 | 445751.1743
Projections
Lease Hold
- Tri-Party Agreement - Access to the roof rights - Property Mortgage (In self owned)
LINKED TO RBI REPO RATE | RBI REPO RATE
TAT
To do
ROI | Payback Period
Generation in Each Yearly
Average Annual Savings
Cumulative Savings
30K for the Certification
1L for the improvement
Av

## Battery Calculations
Battery Calculation
|  |  |  | Battery | [5 empty] | Battery Controller
| Inverter Efficiency Factor | Depth of Discharge |  | Brand | Volts | Ah | kwH | Cost Final |  | Product | Spec | Nos | Price Per Unit |  | Price
Lion | 0.95 | 0.95 |  | Battery - DEYE | 51.2 | 100 | 5.12 | 104000 |  | Central BMS |  | 1 | 90000 | Nos | 90000
Lead Acid | 0.95 | 0.6
1.⁠ ⁠the batteries have a battery depth of discharge of typical 95% in case of Lion. That means that you can use 95% of the battery at a given time -> For 100KwH approx 95KwH can be used
2.⁠ ⁠⁠Inverters - Hybrid inverters that are coming in have a loss of 95%
3.⁠ ⁠⁠The batteries can be stacked on but it will need a different inverter arrangement.
4.⁠ ⁠⁠Typical life of the battery system is around 6000 charging cycles which takes around 7 years. Warranty is around 5 years, but the batteries go up to around 10 years (Generally)
In a typical load of this client if the client wants approx 8 hours of backup with the load of around 32KW (Max) for 2 hours and 16 KW for 7 hours = 176 KW (given the above the client would need approx 195 KW)
The supplier we spoke to is providing close to 48KW batteries stack .. so 48 X 4 = 192 KW
What we discussed today with another vendor is that 92 Kw should be more than good enough for him which covers the following Cases
Case 1 : Full Power Supply during the day - > Solar Panel is charging the batteries, which can be used in the evening post 5 pm to 7pm
Case 2: No Power Supply During the day -> 40 KW system of Solar in Effect to supply the power with battery charged partially and may give power supply at the end of the day, depends on day usage
Case 3: Partial Power Supply during the day -> Supplemented by Solar and power supply, which charges the battery and may give better performance during the evenings as compared to Case 2
| with 2 inverters of DEYE 25KW/25KW | [7 empty] | With 1 DEYE Inverter of 50KW
| Product | Specification | Qty | Unit Price |  | Price |  |  | Product | Specification | Qty | Unit Price |  | Price
| Panels | Avaada 720 wp | 40 | 14300 | per KW | 572000 |  |  | Panels | Avaada 720 wp | 40 | 14300 | per KW | 572000
| Inverter | DEYE 25KW 3- Phase Inverter | 2 | 294000 | Unit | 588000 |  |  | Inverter | DEYE 50KW 3- Phase Inverter | 1 | 545000 | Unit | 545000
| Battery | 5.1KW/Hr | 8 | 104000 | Nos | 832000 |  |  | Battery | 5.1KW/Hr | 8 | 104000 | Nos | 832000
| Central BMS |  | 1 | 90000 | Nos | 90000 |  |  | Central BMS |  | 1 | 90000 | Nos | 90000
| ACDB / DCDB |  | 40 | 1000 | Per KW | 40000 |  |  | ACDB / DCDB |  | 40 | 1000 | Per KW | 40000
| Structure |  | 40 | 3000 | Per KW | 120000 |  |  | Structure |  | 40 | 3000 | Per KW | 120000
| Cables |  | 40 | 1500 | Per KW | 60000 |  |  | Cables |  | 40 | 1500 | Per KW | 60000
| Installation |  | 40 | 2000 | Per KW | 80000 |  |  | Installation |  | 40 | 2000 | Per KW | 80000
[5 empty] | Total Cost | 2382000 | [6 empty] | Total Cost | 2339000
[5 empty] | Total Cost per KW | 59550 | [6 empty] | Total Cost per KW | 58475
| GST Calculation | % of total cost w/o GST |  | GST | Total |  |  |  | GST Calculation | % of total cost w/o GST |  | GST | Total
|  | 70% | 1667400 | 5% | 83370 |  |  |  |  | 70% | 1637300 | 5% | 81865
|  | 30% | 714600 | 18% | 128628 |  |  |  |  | 30% | 701700 | 18% | 126306
|  | Total | 2382000 | Total | 211998 |  |  |  |  | Total | 2339000 | Total | 208171
| Total Project Cost w/ GST | 2593998 | [6 empty] | Total Project Cost w/ GST | 2547171
Battery Info
A 5.1KW battery pack will provide 4.8KW/Hr
The battery charging is rated at 1C which means that each 5.1KW/Hr battery pack will be charges in 1 hours. 1*8 = 8 hours
Battery specification 51.2 V 100 A

## Input Sheet
IMPORTANT!!! THIS SHEET IS FOR INTERNAL ASSESSMENT ONLY. THIS IS STRICTLY CONFIDENTIAL, ONLY QUOTATION CAN BE SHARED WITH RESPECTIVE CUSTOMERS | [6 empty] | Whichever is lower between the sanctioned load and the actual capacity will be considered.
[24 empty] | Panel | Loom Price | 13200
| Fill the ones in blue | -> Fill |  | Field Calculator
A => | Company Details | [7 empty] | BOQ | Price per kw | Modified Rates per KW | Final BOQ Pricing | Tax | [8 empty] | 1635
a.1 | SELECT OPTION | Procurement & Installation | [5 empty] | Panels | Tinshed On grid Solar System 50kW Premium Range-Solar Panels-Vikram/Adani/premier Non DCR 585-610 Wp Topcon Bifacial | 14400 | 13500 | 13500 | 0.05 | [8 empty] | Total Panels | 85 | 660000
a.2 | Sales POC | Hemant Sharma | [5 empty] | Inverter | Tinshed On grid Solar System 50kW Premium Range-Solar Invertor - On Grid 3 phase 50 KW-Sungrow/Growatt/Goodwee | 2900 | You dont need to change here - Calculated based on overrides specified separately (Section e.4) | 4905 | 0.05
a.3 | Date | 2026-01-05 | [5 empty] | Structure | Tinshed On grid Solar System 50kW Premium Range-Mounting Structure -Hot Dip Galvanized Iron (HDGI) | 1000 |  | 1000 | 0.18 | [9 empty] | Panel | 660000 | 13200
a.4 | Company Name | Ganwal Dairy Dreams LLP | [5 empty] | Cables | Tinshed On grid Solar System 50kW Premium Range-AC & DC Cables-Polycab/Havells/KEI | 1500 |  | 1500 | 0.18 | [9 empty] | Inverter | 81750 | 1635
a.5 | State | Haryana | [5 empty] | Earthing & Other Accessories | Tinshed On grid Solar System 50kW Premium Range-Earthing, Cable Acceessories, Conduits, ACDB/DCDB, Cable tray, Signages, Safety Equipments etc -Reputed ISI mark | 1000 |  | 1000 | 0.18 | [9 empty] | BOS & Mounting |  | 5000 | 3100 |  | 5000
a.6 | Site Name | Ganwal Dairy Dreams LLP | [5 empty] | Installation & commission | Tinshed On grid Solar System 50kW Premium Range-Installation & Commissioning (Labour Charges)- | 1500 | You dont need to change here - Calculated based on overrides specified separately. (Section e.5) | 1500 | 0.18 | [9 empty] | Labour Charge |  | 1500
a.7 | Client POC: | Giriraj Sharma | [5 empty] | Metering | Tinshed On grid Solar System 50kW Premium Range-Net Metering Charges - | 2000 |  | 2000 | 0.18 | [9 empty] | Net Metering |  | 2000
[24 empty] | Per Kw Cost | 23335
B => | Bill Details |  |  | BILL BASED ASSESSMENT | [20 empty] | 19.8843 | 1.15
6) * | Monthly Bill Amount |  | INR | Monthly Consumption in kW (Units) | 0 | kW | [17 empty] | Quotation | 27975 | 26835.25
| Unit Rate per Kwh | 8 | INR | Daily Consumption in kW (Units) | 0 | kW
7) | Adjusted Unit Rate per Kwh |  |  | Hourly consumption in KW (Units) | 0 | kW
8) * | Installation Type | Tinshed On grid Solar System 50kW Premium Range |  | Solar Area Required per panel (Sq. Ft.) | 35 | Including Buffer |  |  | Inverter Specification
| Custom Plan Name |  |  | Required Capacity | 0 | kW |  |  | #N/A | Price per kw | #N/A
C => | Check Point |  |  | Required Actual Capacity Based on Current Usage (with 15% loss in consideration) | 0 | kW |  |  |  | 4905
c.1 * | You have selected -> Tinshed On grid Solar System 50kW Premium Range with option of ->Procurement & Installation Solar Panel Capacity (Per Panel) of: | 585 | wp
c.2 * | Do you want to customize wp in panel? | No |  | Total Panels Required for 0 kW Requirement | 0 | Panels
c.3 * | CUSTOMIZED PANEL WP |  | wp | Area Required | 0 | Sqft | [9 empty] | Split meter vs 1 Meter Cost |  |  |  | Regulations
[14 empty] | Split | 81750 | Total Inverter Cost | Split | Price | Slug | State/Union Territory | DISCOM | Remark+Source | Option | Slug | Rooftop % Sanctioned Load - C&I | Rooftop % Sanctioned Load - Residential | Min | Max | Meter Type | Policy Link |  | Mandatory - Residential | Mandatory Requirements - All Solar
D => | Area & Load Availability |  |  | AREA & BILL BASED ASSESSMENT | [10 empty] | 81750 | Make- Growatt (5 Years) | 20 | 81750 | Make- Growatt (5 Years) 20 kw 3 Phase | Haryana | DHBVN / UHBVN | HERC (Rooftop Solar Grid Interactive Systems Based on Net Metering/Gross Metering) Regulations, 2021 - Regulation 5.3; Transformer loading: 50% (LT), 30% (HT) ​ | Net-Metering | Haryana -- Net-Metering | 100% | 100% | 1 | 500 | Bi-directional | https://herc.gov.in/WriteReadData/Pdf/R20210719.pdf | 2021 | Yes - New buildings ≥500 sq yards in municipal areas: Min 1 kW (if load ≤20 kW) or 5% of sanctioned load (if load >20 kW) ​ | Residential: 500+ sq yards: 1 kW (≤20 kW load) or 5% load (>20 kW); Educational (≥30 kW): 5 kW or 5% load; Commercial/Industrial (50-1000 kW): 10 kW or 5% load; (>1000 kW): 50 kW or 3% load; Govt buildings: Mandatory ​
d.1 * | Area available |  | Sq. Ft. | Your Client's Avaiable Area |  | Sqft | [13 empty] | Haryana | DHBVN / UHBVN | Regulation 5.3 - Gross metering tariff at Rs. 3.11/kWh for 5 years without escalation ​ | Gross-Metering | Haryana -- Gross-Metering | 100% | 100% | 1 |  | Generation Meter (Gross) + Consumer Meter | https://herc.gov.in/WriteReadData/Pdf/R20210719.pdf | 2021 | Yes - New buildings ≥500 sq yards in municipal areas: Min 1 kW (if load ≤20 kW) or 5% of sanctioned load (if load >20 kW) ​ | Residential: 500+ sq yards: 1 kW (≤20 kW load) or 5% load (>20 kW); Educational (≥30 kW): 5 kW or 5% load; Commercial/Industrial (50-1000 kW): 10 kW or 5% load; (>1000 kW): 50 kW or 3% load; Govt buildings: Mandatory ​
d.2 * | Sanctioned Load |  | kVA/kWh | Required Solar Panels Based On Area Available | 0 | Panels
d.3 * | Margin (Minimum 12%) | 13.43 | % | Feasible Installable Capacity Based on Area & Bill Assessment | 0 | kW
E => | Specifications and Advanced Changes |  |  | SANCTIONED LOAD CAPACITY
| FINAL CAPACITY REQUIRED | 0 | kW | SANCTIONED CAPACITY REQUIRED | 0 | kW
e.1 | Do you want to Adjust the Capacity | Yes |  | Feasible Installable Capacity Based on Area & Sanctioned Load | 0 | kW
e.2 | Final Adjusted Capacity | 50 | KW
| FINAL CAPACITY USED FOR QUOTATION | 50 | kW | FINAL CAPACITY WITH ADJUSTMENT: | Yes
| Inverter Capacity Requirment | 80 |  | FINAL CAPACITY USED FOR QUOTATION | 50
| INVERTER REQUIREMENT | 40 | kW | Required Space for 50 kW Capcity is: | 2991.453 | sq. ft.
| Number of Inverter | 2 |  | TOTAL PANELS | 86 | No
e.3 | Inverter Specification | Tier-2 Reputed & Imported brands | Tier-2 Reputed & Imported brands
e.4 | Inverter Brand | Make- Growatt (5 Years) | Make- Growatt (5 Years)
| Inverter Cost | 245250 | INR
e.4.1 | OVERRIDE Inverter Cost Manual |  | INR | Overriding Installation Cost
e.4.2 | Inverter Cost Remark (Will be Added in the Quotation)
|  |  |  | Battery Included in the Quotation | No
e.5 | OVERRIDE INSTALLATION COST |  | INR | Battery Cost + Controller Cost | 0
|  | Below is for the Lithium Ion Battery Requirement |  | Additional Battery Cost + Controller Cost Per Kw of Installation | 0 | INR
e.6 | Battery Backup Required | No | [11 empty] | Higher | 81750 | Total Inverter Cost | Split | Price | Slug
e.6.1 | Battery Backup Requirement in hours | 2 | Hours | [11 empty] | 81750 | Make- Growatt (5 Years) | 20 | 81750 | Make- Growatt (5 Years) 20 kw 3 Phase
e.6.2 | Battery Average Load Per Hour | 10 | kw
e.6.3 | Battery Capacity requirement | 22.1607 | kwh
e.6.4 | No of Batteries Required (51.2 V / 100ah) | 5 | Nos
e.6.5 | Battery Cost | 520000 | INR
e.6.6 | Battery Controller Cost | 90000 | INR
e.6.7 | Is there a Diesel Cost that your customer is incurring on Monthly Basis |  | INR | NET METERING REQUIRED | Yes
|  |  |  | Sanction Load % | 80%
F | Regulatory |  |  | MIN REQUIREMENT (KW) |  | kw
|  |  |  | MAX (KW) |  | kw
f.1 | NET METERING REQUIRED (Default - Yes) | Yes |  | Basic Details
| METER TYPE | Rajasthan -- General |  | Source
Rule & Ammendment
|  |  |  | Plan | Cost Per Kw | GST
G | Loan Requirement |  |  | Procurement & Installation | 25405 | 0.089
|  |  |  | Procurement Only | 21905 | 0.070772
| Equity share (%) | 30% |  | Installation & Net Metering Only | 3500 | 0.18
| Loan share (%) | 70%
| Loan interest (%) | 9% |  | PLAN SELECTED | Procurement & Installation
| Loan tenure (yrs) | 3 |  | COST PRICE SELECTED PER KW: | 25405 | INR
|  |  |  | FINAL PRICE SELECTED PER KW: | 29346.1938 | INR
H | Final Checkpoint
INSTALLATION TYPE: Procurement & Installation COMPANY NAME: Ganwal Dairy Dreams LLP STATE: Haryana #1. IMP CHECKPOINT: INSTALLATION TYPE: Tinshed On grid Solar System 50kW Premium Range WRONG PLAN SELECTED, YES --> PROBLEM SACTION LOAD: kw 80% OF SANCTIONED LOAD: 0 kw LOAD SELECTED FOR QUOTATION: 50 kw #2. ADJUSTED LOAD MANUALLY: Yes #3. IMP CHECKPOINT: LOAD SELECTED FOR QUOTATION MORE THAN 80% of SANCTIONED LOAD: YES --> PROBLEM FINAL AREA REQUIRED: 2991.45299145299 sq. ft. AREA AVAILABLE: sq. ft. #4. IMP CHECKPOINT: AREA REQUIRED IS MORE THAN AREA AVAILABLE: YES --> PROBLEM TOTAL PANELS of 585 wp: 86 INVERTER REQIUREMENT 40 kw INVERTER: Tier-2 Reputed & Imported brands Make- Growatt (5 Years) #5. IMP CHECKPOINT: MARGIN CONSIDERED: 13.43% #6. IMP CHECKPOINT: FINAL COST PER KW: 25405 #7. IMP CHECKPOINT: FINAL PRICE PER KW: 29346.1938315814 #8. IMP CHECKPOINT: INSTALLATION COST: 1500 PER KW

## Output Quotation
|  |  |  | Date: | 2026-01-05
QUOTATION
Company: | Ganwal Dairy Dreams LLP |  | Sales POC: | Hemant Sharma
Site: | Ganwal Dairy Dreams LLP |  | Valid for: | 7 days | 2026-01-12
Client POC: | Giriraj Sharma
Proposal For: | Tinshed On grid Solar System 50kW Premium Range |  | Procurement & Installation
System Size: | 50 | KW
Installation Area Available: |  | sq.ft.
BOQ:
Specification | Quantity | Unit Price | Amount w/o GST | GST | Amount incl GST
Solar Panels, Solar Invertor - On Grid 3 phase, Mounting Structure , AC & DC Cables, Earthing, Cable Acceessories, Conduits, ACDB/DCDB, Cable tray, Signages, Safety Equipments etc , Installation & Commissioning (Labour Charges) +Net Metering * | 50 | 29346.1938 | 1467309.692 | 130590.5626 | 1597900.254
*AMC will be separate |  | INR/kW | INR | INR | INR
Terms & Conditions:
1) Payment terms: 25% on PO, 25% on finalisation of design, 25% on delivery of ACDB, DCDB and cables, 20% on delivery of panels, 5% on installation 2) Payment to be done within 7 days of invoice/PO 3) The quoted price includes design, manufacturing, supply, installation, and commissioning as per the bill of materials and Accacia's standards. Any changes in scope, material, or specifications will incur additional charges. O&M charges, including AMC/CMC, are excluded. 4) Any items not listed in the bill of materials will be charged additionally to the customer's account. 5) Ensuring proper access and reach to the roof/site is the customer's responsibility. 6) The Customer shall not interfere with the work and must avoid any actions or omissions that could reasonably be expected to delay, complicate, or increase the cost of the work for Accacia. 7) All solar modules come with a 25-year linear performance warranty, allowing for 5-10% degradation over the first 10 years and an additional 5-10% thereafter. 8) The Customer is responsible for material safety until handed over to Accacia. The Customer must resolve any public disturbances and ensure the safety of Accacia's personnel for smooth execution. 9) Accacia provides mounting structures suitable for customer's available area for solar installation. Design changes requested by the Customer will incur extra charges. The Customer must allow roof penetration for stronger module installation. 10) Net metering processes vary by state policies. The Customer is responsible for providing all required documents for net metering; failure to do so will release Accacia (or others) from liability for providing net metering. Net metering file charges are included in the offer. 11) This Proposal and any resulting Agreement are governed by Indian law, with exclusive jurisdiction in the courts of Delhi. The remedies provided do not limit any legal remedies available. 12) This quotation is broad and subject to variation basis detailed site survey and design which will be conducted post PO 13) Customer is liable to provide undertaking for roof rights for installation 14) Annual Maintenance Contract (AMC) services and insurance coverage for the solar system are not included in this quotation and shall be charged separately as per applicable rates and requirements. 15) Charges for Additional meters which are not installed by the DISCOM (may vary from Discom to Discom) will be invoiced seprately and is not included as part of the quotation.

## Dummy sheet
Economical
[9 empty] | Final | 29439.605 | including GST
[10 empty] | 27033.6135 | excluding GST
KWH |  | Margin | Cost | Selling Price | Without GST | GST | Total
20 | 28102.9412 | 15 | 23887.5 | 28102.9412 | 562058.8235 | 50023.2353 | 612082.0588
5 | 34588.2353 | 15 | 29400 | 34588.2353 | 172941.1765 | 15391.7647 | 188332.9412
80 | 26294.1176 | 15 | 22350 | 26294.1177 | 2103529.412 | 187214.1176 | 2290743.529
27033.6135
Economical
[9 empty] | Final | 28497.1292 | including GST
[10 empty] | 26168.1627 | excluding GST
KWH |  | Margin | Cost | Selling Price | Without GST | GST | Total | Total Cost
20 | 28102.9412 | 12 | 23887.5 | 27144.8864 | 542897.7273 | 48317.8977 | 591215.625 | 477750
5 | 34588.2353 | 15 | 29400 | 34588.2353 | 172941.1765 | 15391.7647 | 188332.9412 | 147000
80 | 26294.1176 | 12 | 22350 | 25397.7273 | 2031818.182 | 180831.8182 | 2212650 | 1788000
[5 empty] | 2747657.086 |  |  | 2412750 |  | 0.12189
26168.1627
Premium
[9 empty] | Final | 29134.2857 | including GST
[10 empty] | 26753.2467 | excluding GST
KWH |  | Margin | Cost | Selling Price | Without GST | GST | Total | Total Cost
20 | 28102.9412 | 12 | 25000 | 28409.0909 | 568181.8182 | 50568.1818 | 618750 | 500000 |  |  |  | 14 |  | 28000 | 560000
5 | 34588.2353 | 0 | 30000 | 30000 | 150000 | 13350 | 163350 | 150000 | [5 empty] | 30000 | 150000
80 | 26294.1176 | 12 | 23000 | 26136.3636 | 2090909.091 | 186090.9091 | 2277000 | 1840000 |  |  |  | 13 | with device 27 | 26000 | 2080000
[5 empty] | 2809090.909 |  | 3059100 | 2490000 |  | 9.5081
[5 empty] | 26753.2467 |  |  |  |  | 236751.4563
[8 empty] | 2542000 |  | 156751.4563
[5 empty] | Total Cost | 500000
| BOQ | Price per kw | Modified Rates per KW | Final BOQ Pricing | Tax
Panels | Tinshed On grid Solar System 50kW Premium Range-Solar Panels-Vikram/Adani/premier Non DCR 585-610 Wp Topcon Bifacial | 14400 | 13200 | 13200 | 0.05
Inverter | Tinshed On grid Solar System 50kW Premium Range-Solar Invertor - On Grid 3 phase 50 KW-Sungrow/Growatt/Goodwee | 2900 | You dont need to change here - Calculated based on overrides specified separately (Section e.4) | 9600 | 0.05
Structure | Tinshed On grid Solar System 50kW Premium Range-Mounting Structure -Hot Dip Galvanized Iron (HDGI) | 1000 |  | 1000 | 0.18
Cables | Tinshed On grid Solar System 50kW Premium Range-AC & DC Cables-Polycab/Havells/KEI | 1500 |  | 1500 | 0.18
Earthing & Other Accessories | Tinshed On grid Solar System 50kW Premium Range-Earthing, Cable Acceessories, Conduits, ACDB/DCDB, Cable tray, Signages, Safety Equipments etc -Reputed ISI mark | 1000 |  | 1000 | 0.18
Installation & commission | Tinshed On grid Solar System 50kW Premium Range-Installation & Commissioning (Labour Charges)- | 1500 | You dont need to change here - Calculated based on overrides specified separately. (Section e.5) | 400 | 0.18
Metering | Tinshed On grid Solar System 50kW Premium Range-Net Metering Charges - | 2000 |  | 2000 | 0.18
|  |  | 30000 | 28700
1300
4.3333

## Copy of Output Quotation (hidden)
|  |  |  | Date: | 2026-01-05
QUOTATION
Company: | Ganwal Dairy Dreams LLP |  | Sales POC: | Hemant Sharma
Site: | Ganwal Dairy Dreams LLP |  | Valid for: | 7 days | 2026-01-12
Client POC: | Giriraj Sharma
Proposal For: | Tinshed On grid Solar System 50kW Premium Range |  | Procurement & Installation
System Size: | 50 | KW
Installation Area Available: | Yet to be provided | sq.ft.
BOQ:
Specification | Quantity | Unit Price | Amount w/o GST | GST | Amount incl GST
Solar Panels, Solar Invertor - On Grid 3 phase, Mounting Structure , AC & DC Cables, Earthing, Cable Acceessories, Conduits, ACDB/DCDB, Cable tray, Signages, Safety Equipments etc , Installation & Commissioning (Labour Charges) | 50 | 28816.8915 | 1440844.575 | 128235.1672 | 1569079.742
*AMC will be separate |  | INR/kW | INR | INR | INR
Terms & Conditions:
1) Payment terms: 25% on PO, 25% on finalisation of design, 25% on delivery of ACDB, DCDB and cables, 20% on delivery of panels, 5% on installation 2) Payment to be done within 7 days of invoice/PO 3) The quoted price includes design, manufacturing, supply, installation, and commissioning as per the bill of materials and Accacia's standards. Any changes in scope, material, or specifications will incur additional charges. O&M charges, including AMC/CMC, are excluded. 4) Any items not listed in the bill of materials will be charged additionally to the customer's account. 5) Ensuring proper access and reach to the roof/site is the customer's responsibility. 6) The Customer shall not interfere with the work and must avoid any actions or omissions that could reasonably be expected to delay, complicate, or increase the cost of the work for Accacia. 7) All solar modules come with a 25-year linear performance warranty, allowing for 5-10% degradation over the first 10 years and an additional 5-10% thereafter. 8) The Customer is responsible for material safety until handed over to Accacia. The Customer must resolve any public disturbances and ensure the safety of Accacia's personnel for smooth execution. 9) Accacia provides mounting structures suitable for customer's available area for solar installation. Design changes requested by the Customer will incur extra charges. The Customer must allow roof penetration for stronger module installation. 10) Net metering processes vary by state policies. The Customer is responsible for providing all required documents for net metering; failure to do so will release Accacia (or others) from liability for providing net metering. Net metering file charges are included in the offer. 11) This Proposal and any resulting Agreement are governed by Indian law, with exclusive jurisdiction in the courts of Delhi. The remedies provided do not limit any legal remedies available. 12) This quotation is broad and subject to variation basis detailed site survey and design which will be conducted post PO 13) Customer is liable to provide undertaking for roof rights for installation 14) Annual Maintenance Contract (AMC) services and insurance coverage for the solar system are not included in this quotation and shall be charged separately as per applicable rates and requirements.

## INPUT SHEET - MANAV (hidden)
IMPORTANT!!! THIS SHEET IS FOR INTERNAL ASSESSMENT ONLY. THIS IS STRICTLY CONFIDENTIAL, ONLY QUOTATION CAN BE SHARED WITH RESPECTIVE CUSTOMERS
| Site Information: |  |  | Field Calculator
-> Fill
1) | Sales POC | Manav Sharma |  | Monthly Consumption in kW (Units) | 4125.1613 | kW
2) | Date | 2025-10-08 |  | Daily Consumption in kW (Units) | 137.5054 | kW
3) | Company Name | KINETIC POLYMERS |  | Hourly consumption in KW (Units) | 27.5011 | kW
4) | State | Telangana |  | Solar Area Required per panel (Sq. Ft.) | 33 | Including Buffer
5) | Site Name | Jeedimetla |  | Required Capacity | 27.5011 | kW
|  |  |  | Required Actual Capacity (with 15% loss in consideration) | 31.6262 | kW
6) | Monthly Bill Amount | 31970
| Unit Rate per Kwh | 7.75 | INR | Total Panels Required for 32 kW Requirement | 53 | Panels
| Adjusted Unit Rate per Kwh |  | INR | Area Required | 1749 | Sqft
7 | Installation Type | Rooftop On-Grid Solar 50kW Economical
8 | Client POC: | Rajesh Jain |  | Your Client's Avaiable Area | 2000 | Sqft
| You have selected Solar Panel Capacity (Per Panel) of: | 590 | kw | Feasible Solar Panels Based On Area Available | 53 | Panels
|  |  |  | Feasible Installable Capacity | 31.27 | kW
9 | Area available | 2000 | Sq. Ft.
10 | Sanctioned Load | 55.5 | kVA | SANCTIONED CAPACITY REQUIRED | 55.5 | kW
|  |  |  | FINAL CAPACITY REQUIRED | 31.27 | kW
11 | Margin (Minimum 12%) | 15 | % | FINAL CAPACITY USED FOR QUOTATION | 31.27 | kW
Whichever is lower between the sanctioned load and the actual capacity will be considered.

## Quotation - MANAV (hidden)
|  |  |  | Date: | 2025-10-08
QUOTATION
Company: | KINETIC POLYMERS |  | Sales POC: | Manav Sharma
Site: | Jeedimetla |  | Valid for: | 7 days | 2025-10-15
Client POC: | Rajesh Jain
Proposal For: | Rooftop On-Grid Solar 50kW Economical
System Size: | 31 | KW
Installation Area Available: | 2000 | sq.ft.
BOQ:
Specification | Quantity | Unit Price | Amount w/o GST | GST | Amount incl GST
Solar Panels, Solar Invertor - On Grid 3 phase, Mounting Structure , AC & DC Cables, Earthing, Cable Acceessories, Conduits, ACDB/DCDB, Cable tray, Signages, Safety Equipments etc , Installation & Commissioning (Labour Charges) | 31 | 28635 | 887685 | 79003.965 | 966688.965
|  | INR/kW | INR | INR | INR
Terms & Conditions:
1) Payment terms: 25% on PO, 25% on finalisation of design, 25% on delivery of ACDB, DCDB and cables, 20% on delivery of panels, 5% on installation 2) Payment to be done within 7 days of invoice/PO 3) The quoted price includes design, manufacturing, supply, installation, and commissioning as per the bill of materials and Accacia's standards. Any changes in scope, material, or specifications will incur additional charges. O&M charges, including AMC/CMC, are excluded. 4) Any items not listed in the bill of materials will be charged additionally to the customer's account. 5) Ensuring proper access and reach to the roof/site is the customer's responsibility. 6) The Customer shall not interfere with the work and must avoid any actions or omissions that could reasonably be expected to delay, complicate, or increase the cost of the work for Accacia. 7) All solar modules come with a 25-year linear performance warranty, allowing for 5-10% degradation over the first 10 years and an additional 5-10% thereafter. 8) The Customer is responsible for material safety until handed over to Accacia. The Customer must resolve any public disturbances and ensure the safety of Accacia's personnel for smooth execution. 9) Accacia provides mounting structures suitable for customer's available area for solar installation. Design changes requested by the Customer will incur extra charges. The Customer must allow roof penetration for stronger module installation. 10) Net metering processes vary by state policies. The Customer is responsible for providing all required documents for net metering; failure to do so will release Accacia (or others) from liability for providing net metering. Net metering file charges are included in the offer. 11) This Proposal and any resulting Agreement are governed by Indian law, with exclusive jurisdiction in the courts of Delhi. The remedies provided do not limit any legal remedies available. 12) This quotation is broad and subject to variation basis detailed site survey and design which will be conducted post PO 13) Customer is liable to provide undertaking for roof rights for installation 14) Annual Maintenance Contract (AMC) services and insurance coverage for the solar system are not included in this quotation and shall be charged separately as per applicable rates and requirements.

## INPUT SHEET - Himanshu (hidden)
IMPORTANT!!! THIS SHEET IS FOR INTERNAL ASSESSMENT ONLY. THIS IS STRICTLY CONFIDENTIAL, ONLY QUOTATION CAN BE SHARED WITH RESPECTIVE CUSTOMERS
| Site Information: |  |  | Field Calculator
-> Fill
1) | Sales POC | Himanshu Sharma |  | Monthly Consumption in kW (Units) | 25294.1177 | kW
2) | Date | 2025-10-15 |  | Daily Consumption in kW (Units) | 843.1373 | kW
3) | Company Name | Mahavir Woolen Mills |  | Hourly consumption in KW (Units) | 168.6275 | kW
4) | State | Punjab |  | Solar Area Required per panel (Sq. Ft.) | 33 | Including Buffer
5) | Site Name | Industrial Area-A, Ludhiana |  | Required Capacity | 168.6275 | kW
|  |  |  | Required Actual Capacity (with 15% loss in consideration) | 193.9216 | kW
6) | Monthly Bill Amount | 215000
| Unit Rate per Kwh | 8.5 | INR | Total Panels Required for 194 kW Requirement | 331 | Panels
| Adjusted Unit Rate per Kwh |  | INR | Area Required | 10923 | Sqft
7 | Installation Type | Rooftop On-Grid Solar 50kW Premium Range
8 | Client POC: | Surinder Kumar Jain |  | Your Client's Avaiable Area | 8100 | Sqft
| You have selected Solar Panel Capacity (Per Panel) of: | 585 | kw | Feasible Solar Panels Based On Area Available | 245 | Panels
|  |  |  | Feasible Installable Capacity | 143.325 | kW
9 | Area available | 8100 | Sq/Ft
10 | Sanctioned Load | 50 | kVA | SANCTIONED CAPACITY REQUIRED | 50 | kW
|  |  |  | FINAL CAPACITY REQUIRED | 40 | kW
11 | Margin (Minimum 12%) | 15 | % | FINAL CAPACITY USED FOR QUOTATION | 40 | kW
Whichever is lower between the sanctioned load and the actual capacity will be considered.

## Quotation - Himanshu (hidden)
|  |  |  | Date: | 2025-10-15
QUOTATION
Company: | Mahavir Woolen Mills |  | Sales POC: | Himanshu Sharma
Site: | Industrial Area-A, Ludhiana |  | Valid for: | 7 days | 2025-10-22
Client POC: | Surinder Kumar Jain
Proposal For: | Rooftop On-Grid Solar 50kW Premium Range
System Size: | 40 | KW
Installation Area Available: | 8100 | sq.ft.
BOQ:
Specification | Quantity | Unit Price | Amount w/o GST | GST | Amount incl GST
Solar Panels, Solar Invertor - On Grid 3 phase, Mounting Structure , AC & DC Cables, Earthing, Cable Acceessories, Conduits, ACDB/DCDB, Cable tray, Signages, Safety Equipments etc , Installation & Commissioning (Labour Charges) | 40 | 30820 | 1232800 | 109719.2 | 1342519.2
*AMC will be separate |  | INR/kW | INR | INR | INR
Terms & Conditions:
1) Payment terms: 25% on PO, 25% on finalisation of design, 25% on delivery of ACDB, DCDB and cables, 20% on delivery of panels, 5% on installation 2) Payment to be done within 7 days of invoice/PO 3) The quoted price includes design, manufacturing, supply, installation, and commissioning as per the bill of materials and Accacia's standards. Any changes in scope, material, or specifications will incur additional charges. O&M charges, including AMC/CMC, are excluded. 4) Any items not listed in the bill of materials will be charged additionally to the customer's account. 5) Ensuring proper access and reach to the roof/site is the customer's responsibility. 6) The Customer shall not interfere with the work and must avoid any actions or omissions that could reasonably be expected to delay, complicate, or increase the cost of the work for Accacia. 7) All solar modules come with a 25-year linear performance warranty, allowing for 5-10% degradation over the first 10 years and an additional 5-10% thereafter. 8) The Customer is responsible for material safety until handed over to Accacia. The Customer must resolve any public disturbances and ensure the safety of Accacia's personnel for smooth execution. 9) Accacia provides mounting structures suitable for customer's available area for solar installation. Design changes requested by the Customer will incur extra charges. The Customer must allow roof penetration for stronger module installation. 10) Net metering processes vary by state policies. The Customer is responsible for providing all required documents for net metering; failure to do so will release Accacia (or others) from liability for providing net metering. Net metering file charges are included in the offer. 11) This Proposal and any resulting Agreement are governed by Indian law, with exclusive jurisdiction in the courts of Delhi. The remedies provided do not limit any legal remedies available. 12) This quotation is broad and subject to variation basis detailed site survey and design which will be conducted post PO 13) Customer is liable to provide undertaking for roof rights for installation 14) Annual Maintenance Contract (AMC) services and insurance coverage for the solar system are not included in this quotation and shall be charged separately as per applicable rates and requirements. "

## INPUT SHEET - HEMANT (hidden)
IMPORTANT!!! THIS SHEET IS FOR INTERNAL ASSESSMENT ONLY. THIS IS STRICTLY CONFIDENTIAL, ONLY QUOTATION CAN BE SHARED WITH RESPECTIVE CUSTOMERS
| Site Information: |  |  | Field Calculator
-> Fill
1) | Sales POC | HEMANT |  | Monthly Consumption in kW (Units) | 9032.2581 | kW
2) | Date | 2025-09-29 |  | Daily Consumption in kW (Units) | 301.0753 | kW
3) | Company Name | Khandelwal Metals Bross |  | Hourly consumption in KW (Units) | 60.2151 | kW
4) | State | Haryana |  | Solar Area Required per panel (Sq. Ft.) | 33 | Including Buffer
5) | Site Name | Khandelwal Metals Bross |  | Required Capacity | 60.2151 | kW
|  |  |  | Required Actual Capacity (with 15% loss in consideration) | 69.2473 | kW
6) | Monthly Bill Amount | 70000
| Unit Rate per Kwh | 7.75 | INR | Total Panels Required for 69 kW Requirement | 123 | Panels
| Adjusted Unit Rate per Kwh |  | INR | Area Required | 4059 | Sqft
7 | Installation Type | Tinshed On grid Solar System 200kW Mid Range
8 | Client POC: | Shankar Gupta |  | Your Client's Avaiable Area | 4000 | Sqft
| You have selected Solar Panel Capacity (Per Panel) of: | 560 | kw | Feasible Solar Panels Based On Area Available | 121 | Panels
|  |  |  | Feasible Installable Capacity | 67.76 | kW
9 | Area available | 4000 | Sq. Ft.
10 | Sanctioned Load | 40 | kVA | SANCTIONED CAPACITY REQUIRED | 40 | kW
|  |  |  | FINAL CAPACITY REQUIRED | 32 | kW
11 | Margin (Minimum 12%) | 15 | % | FINAL CAPACITY USED FOR QUOTATION | 32 | kW
Whichever is lower between the sanctioned load and the actual capacity will be considered.

## Quotation - HEMANT (hidden)
|  |  |  | Date: | 2025-09-29
QUOTATION
Company: | Khandelwal Metals Bross |  | Sales POC: | HEMANT
Site: | Khandelwal Metals Bross |  | Valid for: | 7 days | 2025-10-06
Client POC: | Shankar Gupta
Proposal For: | Tinshed On grid Solar System 200kW Mid Range
System Size: | 32 | KW
Installation Area Available: | 4000 | sq.ft.
BOQ:
Specification | Quantity | Unit Price | Amount w/o GST | GST | Amount incl GST
Solar Panels, Solar Invertor - On Grid 3 phase , Mounting Structure , AC & DC Cables, Earthing, Cable Acceessories, Conduits, ACDB/DCDB, Cable tray, Signages, Safety Equipments etc , Installation & Commissioning (Labour Charges) | 32 | 24955 | 798560 | 71071.84 | 869631.84
*AMC will be separate |  | INR/kW | INR | INR | INR
Terms & Conditions:
1) Payment terms: 25% on PO, 25% on finalisation of design, 25% on delivery of ACDB, DCDB and cables, 20% on delivery of panels, 5% on installation 2) Payment to be done within 7 days of invoice/PO 3) The quoted price includes design, manufacturing, supply, installation, and commissioning as per the bill of materials and Accacia's standards. Any changes in scope, material, or specifications will incur additional charges. O&M charges, including AMC/CMC, are excluded. 4) Any items not listed in the bill of materials will be charged additionally to the customer's account. 5) Ensuring proper access and reach to the roof/site is the customer's responsibility. 6) The Customer shall not interfere with the work and must avoid any actions or omissions that could reasonably be expected to delay, complicate, or increase the cost of the work for Accacia. 7) All solar modules come with a 25-year linear performance warranty, allowing for 5-10% degradation over the first 10 years and an additional 5-10% thereafter. 8) The Customer is responsible for material safety until handed over to Accacia. The Customer must resolve any public disturbances and ensure the safety of Accacia's personnel for smooth execution. 9) Accacia provides mounting structures suitable for customer's available area for solar installation. Design changes requested by the Customer will incur extra charges. The Customer must allow roof penetration for stronger module installation. 10) Net metering processes vary by state policies. The Customer is responsible for providing all required documents for net metering; failure to do so will release Accacia (or others) from liability for providing net metering. Net metering file charges are included in the offer. 11) This Proposal and any resulting Agreement are governed by Indian law, with exclusive jurisdiction in the courts of Delhi. The remedies provided do not limit any legal remedies available. 12) This quotation is broad and subject to variation basis detailed site survey and design which will be conducted post PO 13) Customer is liable to provide undertaking for roof rights for installation 14) Annual Maintenance Contract (AMC) services and insurance coverage for the solar system are not included in this quotation and shall be charged separately as per applicable rates and requirements."

## INPUT SHEET - CHETAN (hidden)
IMPORTANT!!! THIS SHEET IS FOR INTERNAL ASSESSMENT ONLY. THIS IS STRICTLY CONFIDENTIAL, ONLY QUOTATION CAN BE SHARED WITH RESPECTIVE CUSTOMERS
| Site Information: |  |  | Field Calculator
-> Fill
1) | Sales POC | Chetan Vaidya |  | Monthly Consumption in kW (Units) | 242984.7742 | kW
2) | Date | 2025-09-30 |  | Daily Consumption in kW (Units) | 8099.4925 | kW
3) | Company Name | Indic solar |  | Hourly consumption in KW (Units) | 1619.8985 | kW
4) | State | Haryana |  | Solar Area Required per panel (Sq. Ft.) | 33 | Including Buffer
5) | Site Name | Jind |  | Required Capacity | 1619.8985 | kW
|  |  |  | Required Actual Capacity (with 15% loss in consideration) | 1862.8833 | kW
6) | Monthly Bill Amount | 1883132
| Unit Rate per Kwh | 7.75 | INR | Total Panels Required for 1863 kW Requirement | 3326 | Panels
| Adjusted Unit Rate per Kwh |  | INR | Area Required | 109758 | Sqft
7 | Installation Type | Tinshed On grid Solar System 200kW Mid Range
8 | Client POC: | Mr. Mandeep |  | Your Client's Avaiable Area | 10000 | Sqft
| You have selected Solar Panel Capacity (Per Panel) of: | 560 | kw | Feasible Solar Panels Based On Area Available | 303 | Panels
|  |  |  | Feasible Installable Capacity | 169.68 | kW
9 | Area available | 10000 | Sq. Ft.
10 | Sanctioned Load | 500 | kVA | SANCTIONED CAPACITY REQUIRED | 500 | kW
|  |  |  | FINAL CAPACITY REQUIRED | 169.68 | kW
11 | Margin (Minimum 12%) | 15 | % | FINAL CAPACITY USED FOR QUOTATION | 169.68 | kW
Whichever is lower between the sanctioned load and the actual capacity will be considered.

## Quotation - Chetan (hidden)
|  |  |  | Date: | 2025-09-30
QUOTATION
Company: | Indic solar |  | Sales POC: | Chetan Vaidya
Site: | Jind |  | Valid for: | 7 days | 2025-10-07
Client POC: | Mr. Mandeep
Proposal For: | Tinshed On grid Solar System 200kW Mid Range
System Size: | 170 | KW
Installation Area Available: | 10000 | sq.ft.
BOQ:
Specification | Quantity | Unit Price | Amount w/o GST | GST | Amount incl GST
Solar Panels, Solar Invertor - On Grid 3 phase , Mounting Structure , AC & DC Cables, Earthing, Cable Acceessories, Conduits, ACDB/DCDB, Cable tray, Signages, Safety Equipments etc , Installation & Commissioning (Labour Charges) | 170 | 24955 | 4242350 | 377569.15 | 4619919.15
*AMC will be separate |  | INR/kW | INR | INR | INR
Terms & Conditions:
) Payment terms: 25% on PO, 25% on finalisation of design, 25% on delivery of ACDB, DCDB and cables, 20% on delivery of panels, 5% on installation 2) Payment to be done within 7 days of invoice/PO 3) The quoted price includes design, manufacturing, supply, installation, and commissioning as per the bill of materials and Accacia's standards. Any changes in scope, material, or specifications will incur additional charges. O&M charges, including AMC/CMC, are excluded. 4) Any items not listed in the bill of materials will be charged additionally to the customer's account. 5) Ensuring proper access and reach to the roof/site is the customer's responsibility. 6) The Customer shall not interfere with the work and must avoid any actions or omissions that could reasonably be expected to delay, complicate, or increase the cost of the work for Accacia. 7) All solar modules come with a 25-year linear performance warranty, allowing for 5-10% degradation over the first 10 years and an additional 5-10% thereafter. 8) The Customer is responsible for material safety until handed over to Accacia. The Customer must resolve any public disturbances and ensure the safety of Accacia's personnel for smooth execution. 9) Accacia provides mounting structures suitable for customer's available area for solar installation. Design changes requested by the Customer will incur extra charges. The Customer must allow roof penetration for stronger module installation. 10) Net metering processes vary by state policies. The Customer is responsible for providing all required documents for net metering; failure to do so will release Accacia (or others) from liability for providing net metering. Net metering file charges are included in the offer. 11) This Proposal and any resulting Agreement are governed by Indian law, with exclusive jurisdiction in the courts of Delhi. The remedies provided do not limit any legal remedies available. 12) This quotation is broad and subject to variation basis detailed site survey and design which will be conducted post PO 13) Customer is liable to provide undertaking for roof rights for installation 14) Annual Maintenance Contract (AMC) services and insurance coverage for the solar system are not included in this quotation and shall be charged separately as per applicable rates and requirements.